## Gas Measures
Michigan Industrial Measure Database - Natural Gas
Measure Savings, Cost and Useful Life
DTE (Michigan) | Measure Assumption
Measure Name | Annual MMBTU Savings | Cost Type: 1=Full 2=Inc. | Cost/Unit Descriptor | Cost/Unit | Effective Measure Life | UCT
Conventional Boiler Use
High Efficiency Hot Water Boiler | 0.151 | 2 | per heater | 11 | 20 | 1.11
Condensing Boiler (<=300,000 Btu/h) (AFUE>90%) | 1 | 2 | $/unit | 55.59 | 18 | 1.3888
High Efficiency Steam Boiler | 0.097 | 2 | $/kBtu | 12.9 | 20 | 0.61
High Efficiency Hot Water Boiler (>300,000 Btu/h) (Th. Eff. =85%-90%) | 1 | 2 | per PC | 21.2 | 25 | 4.3003
Condensing Boiler (>300,000 Btu/h) (EF>90%) (Th. Eff. >=90%) | 1 | 2 | $/unit | 24.91 | 18 | 3.0992
High Efficiency Steam Boiler (>300,000 Btu/h) (Th. Eff. >=80%) | 1 | 2 | per mmBtu | 46.99 | 25 | 1.9401
Boiler Tune-Up | 303.9 | 1 | per 100 hp | 850 | 5 | 10.8259
Boiler Pipe Insulation | 1 | 1 | per mmBtu | 24.25 | 15 | 2.8562
Boiler Reset Controls | 1 | 1 | per unit | 47.63 | 20 | 1.717
O2 Burner Controls | 0.07 | 1 | $/kBtu | 0.85 | 15 | 5.704
Linkageless Controls for Boilers | 0.07 | 1 | $/kBtu | 1.8 | 15 | 2.6935
Automatic Boiler Blowdown | 0.002 | 1 | $/gal avoided | 0.02 | 15 | 6.9263
Repair Malfunctioning Steam Traps | 1 | 1 | per mmBtu | 5.86 | 5 | 5.1672
Insulate Steam Lines / Condensate Tank | 1 | 1 | per mmBtu | 14.43 | 15 | 4.7999
Process Heating
High Efficiency Hot Water Boiler | 0.151 | 2 | per heater | 11.13 | 20 | 1.11
Condensing Boiler (>300,000 Btu/h) (EF>90%) (Th. Eff. >=90%) | 1 | 2 | $/Unit | 24.9 | 18 | 3.1005
High Efficiency Steam Boiler | 0.097 | 2 | $/kBtu | 13 | 20 | 0.61
Repair Malfunctioning Steam Traps | 1 | 1 | per mmBtu | 5.86 | 5 | 5.1672
Direct Contact Water Heater | 1 | 1 | $/unit | 24.9 | 20 | 3.2844
Process Boiler Tune-Up | 303.9 | 1 | per 100 hp | 850 | 5 | 10.8259
Boiler Pipe Insulation | 1 | 1 | per unit | 14.05 | 15 | 4.9297
Boiler Reset Controls | 1 | 1 | per unit | 47.63 | 20 | 1.717
O2 Burner Control for Process | 0.07 | 1 | $/kBtu | 0.85 | 15 | 5.704
Linkageless Controls for Process Boilers | 0.07 | 1 | $/kBtu | 1.8 | 15 | 2.6935
Waste-Heat Recovery | 1 | 1 | per unit | 25 | 10 | 12.95
Regenerative Thermal Oxidizer vs. STO | 1 | 1 | $/unit | 4.06 | 10 | 2.1
Regenerative Thermal Oxidizer vs. CTO | 1 | 1 | per unit | 34.38 | 10 | 1.5288
Improved Sensors & Process Controls | 1 | 1 | per unit | 34.29 | 5 | 1.5328
Refrigeration Heat Recovery | 1 | 1 | linear ft | 20.4 | 15 | 3.3952
Process Boiler Sequencing | 39.6 | 1 | $/kBtu | 650 | 15 | 4.2197
Process Boiler Stack Economizer | 1.05 | 1 | $/kBtu | 5 | 15 | 15.2378
Automatic Boiler Blowdown | 0.002 | 1 | $/gal avoided | 0.02 | 15 | 6.9263
Modulated Boiler Controls for Process | 0.105 | 1 | $/kBtu | 0.65 | 15 | 11.1886
Air Compressor Exhaust Heat Recovery | 4.2 | 1 | $/hp | 75 | 15 | 3.8787
Process Dryer Exhaust Rate Control | 0.7 | 1 | $/hp | 2 | 15 | 24.2419
Facility HVAC
High Efficiency Furnace (<=300,000 Btu/h) (AFUE >=92%) | 1 | 2 | $/MMBtu | 19.31 | 18 | 3.998
Gas Unit Heater - Condensing | 1 | 2 | $/MMBtu | 65.27 | 22 | 1.3155
Infrared Heater (low intensity - two stage) | 1 | 2 | $/MMBtu | 18.83 | 17 | 3.9674
Insulate and Seal Ducts (New Aerosl Duct Sealing) | 1 | 1 | $/MMBtu | 501.67 | 20 | 0.16302
Stack Heat Exchanger (Standard Economizer) | 1 | 1 | $/MMBtu | 16.54 | 20 | 4.9445
Stack Heat Exchanger (Condensing Economizer) | 1 | 1 | $/MMBtu | 11.16 | 20 | 7.3281
Heat Recovery: Air to Air | 1 | 1 | $/MMBtu | 163.93 | 20 | 0.49888
Direct Fired Make-up Air System | 1 | 1 | $/MMBtu | 59.01 | 20 | 1.3859
Building Envelope
Integrated Building Design | 840 | 2 | $/unit | 166226.4 | 30 | 0.49564
Energy Efficient Windows | 11.4 | 2 | 100SF | 954.08 | 20 | 0.97718
Ceiling Insulation R-11 to R-42 | 15.316 | 1 | 1000 sq ft roof area | 505.68 | 20 | 2.477
Wall Insulation R-7.5 to R13 | 123.4207 | 1 | 1000 sq ft wall area | 100 | 20 | 100.9354
Roof Insulation R-11 to R-24 | 3.57 | 1 | 1000 sq ft roof area | 348.95 | 20 | 0.83668
Truck Loading Dock Seals | 40.2 | 1 | per door | 2857 | 20 | 1.1507
Ventilation
Demand-Controlled Ventilation | 37.1603 | 2 | 1000 sq ft cond floor area | 75 | 15 | 34.3177
Improved Duct Sealing | 2.32 | 2 | ton | 107.9105 | 18 | 1.6598
Destratification Fan | 8.345 | 1 | 1000 sq ft cond floor area | 375 | 15 | 1.5413
HVAC Controls
Programmable Thermostats | 20.7545 | 1 | 1000 sq ft cond floor area | 49.709 | 9 | 20.2967
EMS install | 1.3716 | 1 | 1000 sq ft cond floor area | 1.19 | 15 | 79.9981
EMS Optimization | 3.38 | 1 | 1000 sq ft | 12.77 | 16.6667 | 19.5792
Retrocommissioning | 0.045 | 2 | 1000 sq ft cond floor area | 0.3 | 15 | 13.0183
Agriculture
Greenhouse Under-Floor/Under-Bench Hydronic Heating | 0.339 | 1 | $/sq ft | 12 | 20 | 2.3103
Heat Curtains for Greenhouses | 0.129 | 1 | $/sq ft | 2.5 | 5 | 1.5624
Other Industrial -Grain Dryer | 0.348 | 1 | $/100 Bushels | 18 | 15 | 1.3391
IR Film for Greenhouses | 0.0136 | 1 | $/sq ft | 0.11 | 5 | 8.8153

## Gas BCF
Michigan Industrial Measure Database - Natural Gas
Base Case Factor:
Is the fraction of the end use energy that is applicable for the efficient technology in a given market segment.
Measure Name | FOOD | TEXTILE MILL PRODUCTS | WOOD | PAPER | PRINTING | PETROLEUM | CHEMICALS | PLASTICS & RUBBER | NONMETALLIC MINERAL | PRIMARY METALS | FABRICATED METALS | MACHINERY | AUTO MFG. | MISC.
Conventional Boiler Use
High Efficiency Hot Water Boiler | 30% | 30% | 30% | 30% | 30% | 30% | 30% | 30% | 30% | 30% | 30% | 30% | 30% | 30%
Condensing Boiler (<=300,000 Btu/h) (AFUE>90%) | 30% | 30% | 30% | 30% | 30% | 30% | 30% | 30% | 30% | 30% | 30% | 30% | 30% | 30%
High Efficiency Steam Boiler | 30% | 30% | 30% | 30% | 30% | 30% | 30% | 30% | 30% | 30% | 30% | 30% | 30% | 30%
High Efficiency Hot Water Boiler (>300,000 Btu/h) (Th. Eff. =85%-90%) | 47% | 47% | 47% | 47% | 47% | 47% | 47% | 47% | 47% | 47% | 47% | 47% | 47% | 47%
Condensing Boiler (>300,000 Btu/h) (EF>90%) (Th. Eff. >=90%) | 10% | 10% | 10% | 10% | 10% | 10% | 10% | 10% | 10% | 10% | 10% | 10% | 10% | 10%
High Efficiency Steam Boiler (>300,000 Btu/h) (Th. Eff. >=80%) | 47% | 47% | 47% | 47% | 47% | 47% | 47% | 47% | 47% | 47% | 47% | 47% | 47% | 47%
Boiler Tune-Up | 100% | 100% | 100% | 100% | 100% | 100% | 100% | 100% | 100% | 100% | 100% | 100% | 100% | 100%
Boiler Pipe Insulation | 100% | 100% | 100% | 100% | 100% | 100% | 100% | 100% | 100% | 100% | 100% | 100% | 100% | 100%
Boiler Reset Controls | 100% | 100% | 100% | 100% | 100% | 100% | 100% | 100% | 100% | 100% | 100% | 100% | 100% | 100%
O2 Burner Controls | 100% | 100% | 100% | 100% | 100% | 100% | 100% | 100% | 100% | 100% | 100% | 100% | 100% | 100%
Linkageless Controls for Boilers | 100% | 100% | 100% | 100% | 100% | 100% | 100% | 100% | 100% | 100% | 100% | 100% | 100% | 100%
Automatic Boiler Blowdown | 47% | 47% | 47% | 47% | 47% | 47% | 47% | 47% | 47% | 47% | 47% | 47% | 47% | 47%
Repair Malfunctioning Steam Traps | 47% | 47% | 47% | 47% | 47% | 47% | 47% | 47% | 47% | 47% | 47% | 47% | 47% | 47%
Insulate Steam Lines / Condensate Tank | 47% | 47% | 47% | 47% | 47% | 47% | 47% | 47% | 47% | 47% | 47% | 47% | 47% | 47%
Process Heating
High Efficiency Hot Water Boiler | 48% | 48% | 48% | 48% | 48% | 48% | 48% | 48% | 48% | 48% | 48% | 48% | 48% | 48%
Condensing Boiler (>300,000 Btu/h) (EF>90%) (Th. Eff. >=90%) | 30% | 30% | 30% | 30% | 30% | 30% | 30% | 30% | 30% | 30% | 30% | 30% | 30% | 30%
High Efficiency Steam Boiler | 48% | 48% | 48% | 48% | 48% | 48% | 48% | 48% | 48% | 48% | 48% | 48% | 48% | 48%
Repair Malfunctioning Steam Traps | 47% | 47% | 47% | 47% | 47% | 47% | 47% | 47% | 47% | 47% | 47% | 47% | 47% | 47%
Direct Contact Water Heater | 100% | 100% | 100% | 100% | 100% | 100% | 100% | 100% | 100% | 100% | 100% | 100% | 100% | 100%
Process Boiler Tune-Up | 100% | 100% | 100% | 100% | 100% | 100% | 100% | 100% | 100% | 100% | 100% | 100% | 100% | 100%
Boiler Pipe Insulation | 100% | 100% | 100% | 100% | 100% | 100% | 100% | 100% | 100% | 100% | 100% | 100% | 100% | 100%
Boiler Reset Controls | 100% | 100% | 100% | 100% | 100% | 100% | 100% | 100% | 100% | 100% | 100% | 100% | 100% | 100%
O2 Burner Control for Process | 100% | 100% | 100% | 100% | 100% | 100% | 100% | 100% | 100% | 100% | 100% | 100% | 100% | 100%
Linkageless Controls for Process Boilers | 100% | 100% | 100% | 100% | 100% | 100% | 100% | 100% | 100% | 100% | 100% | 100% | 100% | 100%
Waste-Heat Recovery | 100% | 100% | 100% | 100% | 100% | 100% | 100% | 100% | 100% | 100% | 100% | 100% | 100% | 100%
Regenerative Thermal Oxidizer vs. STO | 100% | 100% | 100% | 100% | 100% | 100% | 100% | 100% | 100% | 100% | 100% | 100% | 100% | 100%
Regenerative Thermal Oxidizer vs. CTO | 100% | 100% | 100% | 100% | 100% | 100% | 100% | 100% | 100% | 100% | 100% | 100% | 100% | 100%
Improved Sensors & Process Controls | 100% | 100% | 100% | 100% | 100% | 100% | 100% | 100% | 100% | 100% | 100% | 100% | 100% | 100%
Refrigeration Heat Recovery | 100% | 100% | 0% | 0% | 0% | 0% | 0% | 0% | 0% | 0% | 0% | 0% | 0% | 0%
Process Boiler Sequencing | 100% | 100% | 100% | 100% | 100% | 100% | 100% | 100% | 100% | 100% | 100% | 100% | 100% | 100%
Process Boiler Stack Economizer | 100% | 100% | 100% | 100% | 100% | 100% | 100% | 100% | 100% | 100% | 100% | 100% | 100% | 100%
Automatic Boiler Blowdown | 100% | 100% | 100% | 100% | 100% | 100% | 100% | 100% | 100% | 100% | 100% | 100% | 100% | 100%
Modulated Boiler Controls for Process | 50% | 50% | 50% | 50% | 50% | 50% | 50% | 50% | 50% | 50% | 50% | 50% | 50% | 50%
Air Compressor Exhaust Heat Recovery | 100% | 100% | 100% | 100% | 100% | 100% | 100% | 100% | 100% | 100% | 100% | 100% | 100% | 100%
Process Dryer Exhaust Rate Control | 100% | 100% | 100% | 100% | 100% | 100% | 100% | 100% | 100% | 100% | 100% | 100% | 100% | 100%
Facility HVAC
High Efficiency Furnace (<=300,000 Btu/h) (AFUE >=92%) | 80% | 80% | 80% | 80% | 80% | 80% | 80% | 80% | 80% | 80% | 80% | 80% | 80% | 80%
Gas Unit Heater - Condensing | 40% | 40% | 40% | 40% | 40% | 40% | 40% | 40% | 40% | 40% | 40% | 40% | 40% | 40%
Infrared Heater (low intensity - two stage) | 40% | 40% | 40% | 40% | 40% | 40% | 40% | 40% | 40% | 40% | 40% | 40% | 40% | 40%
Insulate and Seal Ducts (New Aerosl Duct Sealing) | 100% | 100% | 100% | 100% | 100% | 100% | 100% | 100% | 100% | 100% | 100% | 100% | 100% | 100%
Stack Heat Exchanger (Standard Economizer) | 100% | 100% | 100% | 100% | 100% | 100% | 100% | 100% | 100% | 100% | 100% | 100% | 100% | 100%
Stack Heat Exchanger (Condensing Economizer) | 100% | 100% | 100% | 100% | 100% | 100% | 100% | 100% | 100% | 100% | 100% | 100% | 100% | 100%
Heat Recovery: Air to Air | 100% | 100% | 100% | 100% | 100% | 100% | 100% | 100% | 100% | 100% | 100% | 100% | 100% | 100%
Direct Fired Make-up Air System | 10% | 10% | 10% | 10% | 10% | 10% | 10% | 10% | 10% | 10% | 10% | 10% | 10% | 10%
Building Envelope
Integrated Building Design | 100% | 100% | 100% | 100% | 100% | 100% | 100% | 100% | 100% | 100% | 100% | 100% | 100% | 100%
Energy Efficient Windows | 30% | 30% | 30% | 30% | 30% | 30% | 30% | 30% | 30% | 30% | 30% | 30% | 30% | 30%
Ceiling Insulation R-11 to R-42 | 30% | 30% | 30% | 30% | 30% | 30% | 30% | 30% | 30% | 30% | 30% | 30% | 30% | 30%
Wall Insulation R-7.5 to R13 | 30% | 30% | 30% | 30% | 30% | 30% | 30% | 30% | 30% | 30% | 30% | 30% | 30% | 30%
Roof Insulation R-11 to R-24 | 10% | 10% | 10% | 10% | 10% | 10% | 10% | 10% | 10% | 10% | 10% | 10% | 10% | 10%
Truck Loading Dock Seals | 70% | 70% | 70% | 70% | 70% | 70% | 70% | 70% | 70% | 70% | 70% | 70% | 70% | 70%
Ventilation
Demand-Controlled Ventilation | 100% | 100% | 100% | 100% | 100% | 100% | 100% | 100% | 100% | 100% | 100% | 100% | 100% | 100%
Improved Duct Sealing | 100% | 100% | 100% | 100% | 100% | 100% | 100% | 100% | 100% | 100% | 100% | 100% | 100% | 100%
Destratification Fan | 33.33% | 33.33% | 33.33% | 33.33% | 33.33% | 33.33% | 33.33% | 33.33% | 33.33% | 33.33% | 33.33% | 33.33% | 33.33% | 33.33%
HVAC Controls
Programmable Thermostats | 50% | 50% | 50% | 50% | 50% | 50% | 50% | 50% | 50% | 50% | 50% | 50% | 50% | 50%
EMS install | 50% | 50% | 50% | 50% | 50% | 50% | 50% | 50% | 50% | 50% | 50% | 50% | 50% | 50%
EMS Optimization | 7.8% | 7.8% | 7.8% | 7.8% | 7.8% | 7.8% | 7.8% | 7.8% | 7.8% | 7.8% | 7.8% | 7.8% | 7.8% | 7.8%
Retrocommissioning | 80% | 80% | 80% | 80% | 80% | 80% | 80% | 80% | 80% | 80% | 80% | 80% | 80% | 80%
Agriculture
Greenhouse Under-Floor/Under-Bench Hydronic Heating | 100% | 0% | 0% | 0% | 0% | 0% | 0% | 0% | 0% | 0% | 0% | 0% | 0% | 0%
Heat Curtains for Greenhouses | 100% | 0% | 0% | 0% | 0% | 0% | 0% | 0% | 0% | 0% | 0% | 0% | 0% | 0%
Other Industrial -Grain Dryer | 100% | 0% | 0% | 0% | 0% | 0% | 0% | 0% | 0% | 0% | 0% | 0% | 0% | 0%
IR Film for Greenhouses | 100% | 0% | 0% | 0% | 0% | 0% | 0% | 0% | 0% | 0% | 0% | 0% | 0% | 0%

## Gas SF
Michigan Industrial Measure Database - Natural Gas
Savings Factor:
Is the percentage reduction in gas consumption resulting from application of the efficient technology.
Measure Name | FOOD | TEXTILE MILL PRODUCTS | WOOD | PAPER | PRINTING | PETROLEUM | CHEMICALS | PLASTICS & RUBBER | NONMETALLIC MINERAL | PRIMARY METALS | FABRICATED METALS | MACHINERY | AUTO MFG. | MISC.
Conventional Boiler Use
High Efficiency Hot Water Boiler | 5.8% | 5.8% | 5.8% | 5.8% | 5.8% | 5.8% | 5.8% | 5.8% | 5.8% | 5.8% | 5.8% | 5.8% | 5.8% | 5.8%
Condensing Boiler (<=300,000 Btu/h) (AFUE>90%) | 15.8% | 15.8% | 15.8% | 15.8% | 15.8% | 15.8% | 15.8% | 15.8% | 15.8% | 15.8% | 15.8% | 15.8% | 15.8% | 15.8%
High Efficiency Steam Boiler | 8.5% | 8.5% | 8.5% | 8.5% | 8.5% | 8.5% | 8.5% | 8.5% | 8.5% | 8.5% | 8.5% | 8.5% | 8.5% | 8.5%
High Efficiency Hot Water Boiler (>300,000 Btu/h) (Th. Eff. =85%-90%) | 10.3% | 10.3% | 10.3% | 10.3% | 10.3% | 10.3% | 10.3% | 10.3% | 10.3% | 10.3% | 10.3% | 10.3% | 10.3% | 10.3%
Condensing Boiler (>300,000 Btu/h) (EF>90%) (Th. Eff. >=90%) | 13.3% | 13.3% | 13.3% | 13.3% | 13.3% | 13.3% | 13.3% | 13.3% | 13.3% | 13.3% | 13.3% | 13.3% | 13.3% | 13.3%
High Efficiency Steam Boiler (>300,000 Btu/h) (Th. Eff. >=80%) | 4.8% | 4.8% | 4.8% | 4.8% | 4.8% | 4.8% | 4.8% | 4.8% | 4.8% | 4.8% | 4.8% | 4.8% | 4.8% | 4.8%
Boiler Tune-Up | 2% | 2% | 2% | 2% | 2% | 2% | 2% | 2% | 2% | 2% | 2% | 2% | 2% | 2%
Boiler Pipe Insulation | 2% | 2% | 2% | 2% | 2% | 2% | 2% | 2% | 2% | 2% | 2% | 2% | 2% | 2%
Boiler Reset Controls | 5% | 5% | 5% | 5% | 5% | 5% | 5% | 5% | 5% | 5% | 5% | 5% | 5% | 5%
O2 Burner Controls | 2% | 2% | 2% | 2% | 2% | 2% | 2% | 2% | 2% | 2% | 2% | 2% | 2% | 2%
Linkageless Controls for Boilers | 2% | 2% | 2% | 2% | 2% | 2% | 2% | 2% | 2% | 2% | 2% | 2% | 2% | 2%
Automatic Boiler Blowdown | 5.6% | 5.6% | 5.6% | 5.6% | 5.6% | 5.6% | 5.6% | 5.6% | 5.6% | 5.6% | 5.6% | 5.6% | 5.6% | 5.6%
Repair Malfunctioning Steam Traps | 10% | 10% | 10% | 10% | 10% | 10% | 10% | 10% | 10% | 10% | 10% | 10% | 10% | 10%
Insulate Steam Lines / Condensate Tank | 2% | 2% | 2% | 2% | 2% | 2% | 2% | 2% | 2% | 2% | 2% | 2% | 2% | 2%
Process Heating
High Efficiency Hot Water Boiler | 10.3% | 10.3% | 10.3% | 10.3% | 10.3% | 10.3% | 10.3% | 10.3% | 10.3% | 10.3% | 10.3% | 10.3% | 10.3% | 10.3%
Condensing Boiler (>300,000 Btu/h) (EF>90%) (Th. Eff. >=90%) | 13.3% | 13.3% | 13.3% | 13.3% | 13.3% | 13.3% | 13.3% | 13.3% | 13.3% | 13.3% | 13.3% | 13.3% | 13.3% | 13.3%
High Efficiency Steam Boiler | 4.8% | 4.8% | 4.8% | 4.8% | 4.8% | 4.8% | 4.8% | 4.8% | 4.8% | 4.8% | 4.8% | 4.8% | 4.8% | 4.8%
Repair Malfunctioning Steam Traps | 10% | 10% | 10% | 10% | 10% | 10% | 10% | 10% | 10% | 10% | 10% | 10% | 10% | 10%
Direct Contact Water Heater | 34% | 34% | 34% | 34% | 34% | 34% | 34% | 34% | 34% | 34% | 34% | 34% | 34% | 34%
Process Boiler Tune-Up | 5% | 5% | 5% | 5% | 5% | 5% | 5% | 5% | 5% | 5% | 5% | 5% | 5% | 5%
Boiler Pipe Insulation | 2% | 2% | 2% | 2% | 2% | 2% | 2% | 2% | 2% | 2% | 2% | 2% | 2% | 2%
Boiler Reset Controls | 5% | 5% | 5% | 5% | 5% | 5% | 5% | 5% | 5% | 5% | 5% | 5% | 5% | 5%
O2 Burner Control for Process | 2% | 2% | 2% | 2% | 2% | 2% | 2% | 2% | 2% | 2% | 2% | 2% | 2% | 2%
Linkageless Controls for Process Boilers | 2% | 2% | 2% | 2% | 2% | 2% | 2% | 2% | 2% | 2% | 2% | 2% | 2% | 2%
Waste-Heat Recovery | 5.6% | 5.6% | 5.6% | 5.6% | 5.6% | 5.6% | 5.6% | 5.6% | 5.6% | 5.6% | 5.6% | 5.6% | 5.6% | 5.6%
Regenerative Thermal Oxidizer vs. STO | 85% | 85% | 85% | 85% | 85% | 85% | 85% | 85% | 85% | 85% | 85% | 85% | 85% | 85%
Regenerative Thermal Oxidizer vs. CTO | 65% | 65% | 65% | 65% | 65% | 65% | 65% | 65% | 65% | 65% | 65% | 65% | 65% | 65%
Improved Sensors & Process Controls | 5% | 5% | 5% | 5% | 5% | 5% | 5% | 5% | 5% | 5% | 5% | 5% | 5% | 5%
Refrigeration Heat Recovery | 20% | 20% | 20% | 20% | 20% | 20% | 20% | 20% | 20% | 20% | 20% | 20% | 20% | 20%
Process Boiler Sequencing | 3% | 3% | 3% | 3% | 3% | 3% | 3% | 3% | 3% | 3% | 3% | 3% | 3% | 3%
Process Boiler Stack Economizer | 3% | 3% | 3% | 3% | 3% | 3% | 3% | 3% | 3% | 3% | 3% | 3% | 3% | 3%
Automatic Boiler Blowdown | 2% | 2% | 2% | 2% | 2% | 2% | 2% | 2% | 2% | 2% | 2% | 2% | 2% | 2%
Modulated Boiler Controls for Process | 3% | 3% | 3% | 3% | 3% | 3% | 3% | 3% | 3% | 3% | 3% | 3% | 3% | 3%
Air Compressor Exhaust Heat Recovery | 20% | 20% | 20% | 20% | 20% | 20% | 20% | 20% | 20% | 20% | 20% | 20% | 20% | 20%
Process Dryer Exhaust Rate Control | 20% | 20% | 20% | 20% | 20% | 20% | 20% | 20% | 20% | 20% | 20% | 20% | 20% | 20%
Facility HVAC
High Efficiency Furnace (<=300,000 Btu/h) (AFUE >=92%) | 15.2% | 15.2% | 15.2% | 15.2% | 15.2% | 15.2% | 15.2% | 15.2% | 15.2% | 15.2% | 15.2% | 15.2% | 15.2% | 15.2%
Gas Unit Heater - Condensing | 14% | 14% | 14% | 14% | 14% | 14% | 14% | 14% | 14% | 14% | 14% | 14% | 14% | 14%
Infrared Heater (low intensity - two stage) | 25.5% | 25.5% | 25.5% | 25.5% | 25.5% | 25.5% | 25.5% | 25.5% | 25.5% | 25.5% | 25.5% | 25.5% | 25.5% | 25.5%
Insulate and Seal Ducts (New Aerosl Duct Sealing) | 6.5% | 6.5% | 6.5% | 6.5% | 6.5% | 6.5% | 6.5% | 6.5% | 6.5% | 6.5% | 6.5% | 6.5% | 6.5% | 6.5%
Stack Heat Exchanger (Standard Economizer) | 5% | 5% | 5% | 5% | 5% | 5% | 5% | 5% | 5% | 5% | 5% | 5% | 5% | 5%
Stack Heat Exchanger (Condensing Economizer) | 10% | 10% | 10% | 10% | 10% | 10% | 10% | 10% | 10% | 10% | 10% | 10% | 10% | 10%
Heat Recovery: Air to Air | 13% | 13% | 13% | 13% | 13% | 13% | 13% | 13% | 13% | 13% | 13% | 13% | 13% | 13%
Direct Fired Make-up Air System | 16% | 16% | 16% | 16% | 16% | 16% | 16% | 16% | 16% | 16% | 16% | 16% | 16% | 16%
Building Envelope
Integrated Building Design | 40% | 40% | 40% | 40% | 40% | 40% | 40% | 40% | 40% | 40% | 40% | 40% | 40% | 40%
Energy Efficient Windows | 64.6% | 64.6% | 64.6% | 64.6% | 64.6% | 64.6% | 64.6% | 64.6% | 64.6% | 64.6% | 64.6% | 64.6% | 64.6% | 64.6%
Ceiling Insulation R-11 to R-42 | 20% | 20% | 20% | 20% | 20% | 20% | 20% | 20% | 20% | 20% | 20% | 20% | 20% | 20%
Wall Insulation R-7.5 to R13 | 10% | 10% | 10% | 10% | 10% | 10% | 10% | 10% | 10% | 10% | 10% | 10% | 10% | 10%
Roof Insulation R-11 to R-24 | 8% | 8% | 8% | 8% | 8% | 8% | 8% | 8% | 8% | 8% | 8% | 8% | 8% | 8%
Truck Loading Dock Seals | 15% | 15% | 15% | 15% | 15% | 15% | 15% | 15% | 15% | 15% | 15% | 15% | 15% | 15%
Ventilation
Demand-Controlled Ventilation | 25% | 25% | 25% | 25% | 25% | 25% | 25% | 25% | 25% | 25% | 25% | 25% | 25% | 25%
Improved Duct Sealing | 5% | 5% | 5% | 5% | 5% | 5% | 5% | 5% | 5% | 5% | 5% | 5% | 5% | 5%
Destratification Fan | 12% | 12% | 12% | 12% | 12% | 12% | 12% | 12% | 12% | 12% | 12% | 12% | 12% | 12%
HVAC Controls
Programmable Thermostats | 5% | 5% | 5% | 5% | 5% | 5% | 5% | 5% | 5% | 5% | 5% | 5% | 5% | 5%
EMS install | 10% | 10% | 10% | 10% | 10% | 10% | 10% | 10% | 10% | 10% | 10% | 10% | 10% | 10%
EMS Optimization | 6.9% | 6.9% | 6.9% | 6.9% | 6.9% | 6.9% | 6.9% | 6.9% | 6.9% | 6.9% | 6.9% | 6.9% | 6.9% | 6.9%
Retrocommissioning | 25% | 25% | 25% | 25% | 25% | 25% | 25% | 25% | 25% | 25% | 25% | 25% | 25% | 25%
Agriculture
Greenhouse Under-Floor/Under-Bench Hydronic Heating | 20% | 20% | 20% | 20% | 20% | 20% | 20% | 20% | 20% | 20% | 20% | 20% | 20% | 20%
Heat Curtains for Greenhouses | 35% | 35% | 35% | 35% | 35% | 35% | 35% | 35% | 35% | 35% | 35% | 35% | 35% | 35%
Other Industrial -Grain Dryer | 20% | 20% | 20% | 20% | 20% | 20% | 20% | 20% | 20% | 20% | 20% | 20% | 20% | 20%
IR Film for Greenhouses | 25% | 25% | 25% | 25% | 25% | 25% | 25% | 25% | 25% | 25% | 25% | 25% | 25% | 25%

## Gas RF
Michigan Industrial Measure Database - Natural Gas
Remaining Factor:
Is the fraction of applicable sales that are associated with equipment that has not yet been converted to the energy efficiency measure; that is, one minus the fraction of the market segment that already have the energy-efficiency measure installed.
Measure Name | FOOD | TEXTILE MILL PRODUCTS | WOOD | PAPER | PRINTING | PETROLEUM | CHEMICALS | PLASTICS & RUBBER | NONMETALLIC MINERAL | PRIMARY METALS | FABRICATED METALS | MACHINERY | AUTO MFG. | MISC.
Conventional Boiler Use
High Efficiency Hot Water Boiler | 60% | 60% | 60% | 60% | 60% | 60% | 60% | 60% | 60% | 60% | 60% | 60% | 60% | 60%
Condensing Boiler (<=300,000 Btu/h) (AFUE>90%) | 60% | 60% | 60% | 60% | 60% | 60% | 60% | 60% | 60% | 60% | 60% | 60% | 60% | 60%
High Efficiency Steam Boiler | 60% | 60% | 60% | 60% | 60% | 60% | 60% | 60% | 60% | 60% | 60% | 60% | 60% | 60%
High Efficiency Hot Water Boiler (>300,000 Btu/h) (Th. Eff. =85%-90%) | 60% | 60% | 60% | 60% | 60% | 60% | 60% | 60% | 60% | 60% | 60% | 60% | 60% | 60%
Condensing Boiler (>300,000 Btu/h) (EF>90%) (Th. Eff. >=90%) | 60% | 60% | 60% | 60% | 60% | 60% | 60% | 60% | 60% | 60% | 60% | 60% | 60% | 60%
High Efficiency Steam Boiler (>300,000 Btu/h) (Th. Eff. >=80%) | 60% | 60% | 60% | 60% | 60% | 60% | 60% | 60% | 60% | 60% | 60% | 60% | 60% | 60%
Boiler Tune-Up | 60% | 60% | 60% | 60% | 60% | 60% | 60% | 60% | 60% | 60% | 60% | 60% | 60% | 60%
Boiler Pipe Insulation | 60% | 60% | 60% | 60% | 60% | 60% | 60% | 60% | 60% | 60% | 60% | 60% | 60% | 60%
Boiler Reset Controls | 60% | 60% | 60% | 60% | 60% | 60% | 60% | 60% | 60% | 60% | 60% | 60% | 60% | 60%
O2 Burner Controls | 60% | 60% | 60% | 60% | 60% | 60% | 60% | 60% | 60% | 60% | 60% | 60% | 60% | 60%
Linkageless Controls for Boilers | 60% | 60% | 60% | 60% | 60% | 60% | 60% | 60% | 60% | 60% | 60% | 60% | 60% | 60%
Automatic Boiler Blowdown | 60% | 60% | 60% | 60% | 60% | 60% | 60% | 60% | 60% | 60% | 60% | 60% | 60% | 60%
Repair Malfunctioning Steam Traps | 60% | 60% | 60% | 60% | 60% | 60% | 60% | 60% | 60% | 60% | 60% | 60% | 60% | 60%
Insulate Steam Lines / Condensate Tank | 60% | 60% | 60% | 60% | 60% | 60% | 60% | 60% | 60% | 60% | 60% | 60% | 60% | 60%
Process Heating
High Efficiency Hot Water Boiler | 60% | 60% | 60% | 60% | 60% | 60% | 60% | 60% | 60% | 60% | 60% | 60% | 60% | 60%
Condensing Boiler (>300,000 Btu/h) (EF>90%) (Th. Eff. >=90%) | 60% | 60% | 60% | 60% | 60% | 60% | 60% | 60% | 60% | 60% | 60% | 60% | 60% | 60%
High Efficiency Steam Boiler | 60% | 60% | 60% | 60% | 60% | 60% | 60% | 60% | 60% | 60% | 60% | 60% | 60% | 60%
Repair Malfunctioning Steam Traps | 60% | 60% | 60% | 60% | 60% | 60% | 60% | 60% | 60% | 60% | 60% | 60% | 60% | 60%
Direct Contact Water Heater | 60% | 60% | 60% | 60% | 60% | 60% | 60% | 60% | 60% | 60% | 60% | 60% | 60% | 60%
Process Boiler Tune-Up | 100% | 100% | 100% | 100% | 100% | 100% | 100% | 100% | 100% | 100% | 100% | 100% | 100% | 100%
Boiler Pipe Insulation | 60% | 60% | 60% | 60% | 60% | 60% | 60% | 60% | 60% | 60% | 60% | 60% | 60% | 60%
Boiler Reset Controls | 60% | 60% | 60% | 60% | 60% | 60% | 60% | 60% | 60% | 60% | 60% | 60% | 60% | 60%
O2 Burner Control for Process | 60% | 60% | 60% | 60% | 60% | 60% | 60% | 60% | 60% | 60% | 60% | 60% | 60% | 60%
Linkageless Controls for Process Boilers | 60% | 60% | 60% | 60% | 60% | 60% | 60% | 60% | 60% | 60% | 60% | 60% | 60% | 60%
Waste-Heat Recovery | 60% | 60% | 60% | 60% | 60% | 60% | 60% | 60% | 60% | 60% | 60% | 60% | 60% | 60%
Regenerative Thermal Oxidizer vs. STO | 60% | 60% | 60% | 60% | 60% | 60% | 60% | 60% | 60% | 60% | 60% | 60% | 60% | 60%
Regenerative Thermal Oxidizer vs. CTO | 60% | 60% | 60% | 60% | 60% | 60% | 60% | 60% | 60% | 60% | 60% | 60% | 60% | 60%
Improved Sensors & Process Controls | 60% | 60% | 60% | 60% | 60% | 60% | 60% | 60% | 60% | 60% | 60% | 60% | 60% | 60%
Refrigeration Heat Recovery | 60% | 60% | 60% | 60% | 60% | 60% | 60% | 60% | 60% | 60% | 60% | 60% | 60% | 60%
Process Boiler Sequencing | 100% | 100% | 100% | 100% | 100% | 100% | 100% | 100% | 100% | 100% | 100% | 100% | 100% | 100%
Process Boiler Stack Economizer | 60% | 60% | 60% | 60% | 60% | 60% | 60% | 60% | 60% | 60% | 60% | 60% | 60% | 60%
Automatic Boiler Blowdown | 60% | 60% | 60% | 60% | 60% | 60% | 60% | 60% | 60% | 60% | 60% | 60% | 60% | 60%
Modulated Boiler Controls for Process | 60% | 60% | 60% | 60% | 60% | 60% | 60% | 60% | 60% | 60% | 60% | 60% | 60% | 60%
Air Compressor Exhaust Heat Recovery | 60% | 60% | 60% | 60% | 60% | 60% | 60% | 60% | 60% | 60% | 60% | 60% | 60% | 60%
Process Dryer Exhaust Rate Control | 60% | 60% | 60% | 60% | 60% | 60% | 60% | 60% | 60% | 60% | 60% | 60% | 60% | 60%
Facility HVAC
High Efficiency Furnace (<=300,000 Btu/h) (AFUE >=92%) | 60% | 60% | 60% | 60% | 60% | 60% | 60% | 60% | 60% | 60% | 60% | 60% | 60% | 60%
Gas Unit Heater - Condensing | 60% | 60% | 60% | 60% | 60% | 60% | 60% | 60% | 60% | 60% | 60% | 60% | 60% | 60%
Infrared Heater (low intensity - two stage) | 60% | 60% | 60% | 60% | 60% | 60% | 60% | 60% | 60% | 60% | 60% | 60% | 60% | 60%
Insulate and Seal Ducts (New Aerosl Duct Sealing) | 60% | 60% | 60% | 60% | 60% | 60% | 60% | 60% | 60% | 60% | 60% | 60% | 60% | 60%
Stack Heat Exchanger (Standard Economizer) | 60% | 60% | 60% | 60% | 60% | 60% | 60% | 60% | 60% | 60% | 60% | 60% | 60% | 60%
Stack Heat Exchanger (Condensing Economizer) | 60% | 60% | 60% | 60% | 60% | 60% | 60% | 60% | 60% | 60% | 60% | 60% | 60% | 60%
Heat Recovery: Air to Air | 60% | 60% | 60% | 60% | 60% | 60% | 60% | 60% | 60% | 60% | 60% | 60% | 60% | 60%
Direct Fired Make-up Air System | 60% | 60% | 60% | 60% | 60% | 60% | 60% | 60% | 60% | 60% | 60% | 60% | 60% | 60%
Building Envelope
Integrated Building Design | 82.64% | 82.64% | 82.64% | 82.64% | 82.64% | 82.64% | 82.64% | 82.64% | 82.64% | 82.64% | 82.64% | 82.64% | 82.64% | 82.64%
Energy Efficient Windows | 29% | 29% | 29% | 29% | 29% | 29% | 29% | 29% | 29% | 29% | 29% | 29% | 29% | 29%
Ceiling Insulation R-11 to R-42 | 51% | 51% | 51% | 51% | 51% | 51% | 51% | 51% | 51% | 51% | 51% | 51% | 51% | 51%
Wall Insulation R-7.5 to R13 | 40% | 40% | 40% | 40% | 40% | 40% | 40% | 40% | 40% | 40% | 40% | 40% | 40% | 40%
Roof Insulation R-11 to R-24 | 51% | 51% | 51% | 51% | 51% | 51% | 51% | 51% | 51% | 51% | 51% | 51% | 51% | 51%
Truck Loading Dock Seals | 100% | 100% | 100% | 100% | 100% | 100% | 100% | 100% | 100% | 100% | 100% | 100% | 100% | 100%
Ventilation
Demand-Controlled Ventilation | 99.3% | 99.3% | 99.3% | 99.3% | 99.3% | 99.3% | 99.3% | 99.3% | 99.3% | 99.3% | 99.3% | 99.3% | 99.3% | 99.3%
Improved Duct Sealing | 100% | 100% | 100% | 100% | 100% | 100% | 100% | 100% | 100% | 100% | 100% | 100% | 100% | 100%
Destratification Fan | 100% | 100% | 100% | 100% | 100% | 100% | 100% | 100% | 100% | 100% | 100% | 100% | 100% | 100%
HVAC Controls
Programmable Thermostats | 82% | 82% | 82% | 82% | 82% | 82% | 82% | 82% | 82% | 82% | 82% | 82% | 82% | 82%
EMS install | 99% | 99% | 99% | 99% | 99% | 99% | 99% | 99% | 99% | 99% | 99% | 99% | 99% | 99%
EMS Optimization | 99% | 99% | 99% | 99% | 99% | 99% | 99% | 99% | 99% | 99% | 99% | 99% | 99% | 99%
Retrocommissioning | 90% | 90% | 90% | 90% | 90% | 90% | 90% | 90% | 90% | 90% | 90% | 90% | 90% | 90%
Agriculture
Greenhouse Under-Floor/Under-Bench Hydronic Heating | 80% | 80% | 80% | 80% | 80% | 80% | 80% | 80% | 80% | 80% | 80% | 80% | 80% | 80%
Heat Curtains for Greenhouses | 80% | 80% | 80% | 80% | 80% | 80% | 80% | 80% | 80% | 80% | 80% | 80% | 80% | 80%
Other Industrial -Grain Dryer | 80% | 80% | 80% | 80% | 80% | 80% | 80% | 80% | 80% | 80% | 80% | 80% | 80% | 80%
IR Film for Greenhouses | 80% | 80% | 80% | 80% | 80% | 80% | 80% | 80% | 80% | 80% | 80% | 80% | 80% | 80%

## Gas CF
Michigan Industrial Measure Database - Natural Gas
Convertible Factor:
Is the fraction of the equipment or practice that is technically feasible for conversion to the efficient technology from an engineering perspective (e.g., it may not be possible to install VFDs on all motors in a given market segment).
Measure Name | FOOD | TEXTILE MILL PRODUCTS | WOOD | PAPER | PRINTING | PETROLEUM | CHEMICALS | PLASTICS & RUBBER | NONMETALLIC MINERAL | PRIMARY METALS | FABRICATED METALS | MACHINERY | AUTO MFG. | MISC.
Conventional Boiler Use
High Efficiency Hot Water Boiler | 100% | 100% | 100% | 100% | 100% | 100% | 100% | 100% | 100% | 100% | 100% | 100% | 100% | 100%
Condensing Boiler (<=300,000 Btu/h) (AFUE>90%) | 22% | 22% | 22% | 22% | 22% | 22% | 22% | 22% | 22% | 22% | 22% | 22% | 22% | 22%
High Efficiency Steam Boiler | 100% | 100% | 100% | 100% | 100% | 100% | 100% | 100% | 100% | 100% | 100% | 100% | 100% | 100%
High Efficiency Hot Water Boiler (>300,000 Btu/h) (Th. Eff. =85%-90%) | 100% | 100% | 100% | 100% | 100% | 100% | 100% | 100% | 100% | 100% | 100% | 100% | 100% | 100%
Condensing Boiler (>300,000 Btu/h) (EF>90%) (Th. Eff. >=90%) | 22% | 22% | 22% | 22% | 22% | 22% | 22% | 22% | 22% | 22% | 22% | 22% | 22% | 22%
High Efficiency Steam Boiler (>300,000 Btu/h) (Th. Eff. >=80%) | 100% | 100% | 100% | 100% | 100% | 100% | 100% | 100% | 100% | 100% | 100% | 100% | 100% | 100%
Boiler Tune-Up | 85% | 85% | 85% | 85% | 85% | 85% | 85% | 85% | 85% | 85% | 85% | 85% | 85% | 85%
Boiler Pipe Insulation | 100% | 100% | 100% | 100% | 100% | 100% | 100% | 100% | 100% | 100% | 100% | 100% | 100% | 100%
Boiler Reset Controls | 100% | 100% | 100% | 100% | 100% | 100% | 100% | 100% | 100% | 100% | 100% | 100% | 100% | 100%
O2 Burner Controls | 60% | 60% | 60% | 60% | 60% | 60% | 60% | 60% | 60% | 60% | 60% | 60% | 60% | 60%
Linkageless Controls for Boilers | 60% | 60% | 60% | 60% | 60% | 60% | 60% | 60% | 60% | 60% | 60% | 60% | 60% | 60%
Automatic Boiler Blowdown | 100% | 100% | 100% | 100% | 100% | 100% | 100% | 100% | 100% | 100% | 100% | 100% | 100% | 100%
Repair Malfunctioning Steam Traps | 80% | 80% | 80% | 80% | 80% | 80% | 80% | 80% | 80% | 80% | 80% | 80% | 80% | 80%
Insulate Steam Lines / Condensate Tank | 80% | 80% | 80% | 80% | 80% | 80% | 80% | 80% | 80% | 80% | 80% | 80% | 80% | 80%
Process Heating
High Efficiency Hot Water Boiler | 100% | 100% | 100% | 100% | 100% | 100% | 100% | 100% | 100% | 100% | 100% | 100% | 100% | 100%
Condensing Boiler (>300,000 Btu/h) (EF>90%) (Th. Eff. >=90%) | 22% | 22% | 22% | 22% | 22% | 22% | 22% | 22% | 22% | 22% | 22% | 22% | 22% | 22%
High Efficiency Steam Boiler | 100% | 100% | 100% | 100% | 100% | 100% | 100% | 100% | 100% | 100% | 100% | 100% | 100% | 100%
Repair Malfunctioning Steam Traps | 100% | 100% | 100% | 100% | 100% | 100% | 100% | 100% | 100% | 100% | 100% | 100% | 100% | 100%
Direct Contact Water Heater | 15% | 15% | 15% | 15% | 15% | 15% | 15% | 15% | 15% | 15% | 15% | 15% | 15% | 15%
Process Boiler Tune-Up | 100% | 100% | 100% | 100% | 100% | 100% | 100% | 100% | 100% | 100% | 100% | 100% | 100% | 100%
Boiler Pipe Insulation | 100% | 100% | 100% | 100% | 100% | 100% | 100% | 100% | 100% | 100% | 100% | 100% | 100% | 100%
Boiler Reset Controls | 100% | 100% | 100% | 100% | 100% | 100% | 100% | 100% | 100% | 100% | 100% | 100% | 100% | 100%
O2 Burner Control for Process | 60% | 60% | 60% | 60% | 60% | 60% | 60% | 60% | 60% | 60% | 60% | 60% | 60% | 60%
Linkageless Controls for Process Boilers | 60% | 60% | 60% | 60% | 60% | 60% | 60% | 60% | 60% | 60% | 60% | 60% | 60% | 60%
Waste-Heat Recovery | 40% | 40% | 40% | 40% | 40% | 40% | 40% | 40% | 40% | 40% | 40% | 40% | 40% | 40%
Regenerative Thermal Oxidizer vs. STO | 10% | 10% | 10% | 10% | 10% | 10% | 10% | 10% | 10% | 10% | 10% | 10% | 10% | 10%
Regenerative Thermal Oxidizer vs. CTO | 10% | 10% | 10% | 10% | 10% | 10% | 10% | 10% | 10% | 10% | 10% | 10% | 10% | 10%
Improved Sensors & Process Controls | 85% | 85% | 85% | 85% | 85% | 85% | 85% | 85% | 85% | 85% | 85% | 85% | 85% | 85%
Refrigeration Heat Recovery | 35% | 35% | 35% | 35% | 35% | 35% | 35% | 35% | 35% | 35% | 35% | 35% | 35% | 35%
Process Boiler Sequencing | 100% | 100% | 100% | 100% | 100% | 100% | 100% | 100% | 100% | 100% | 100% | 100% | 100% | 100%
Process Boiler Stack Economizer | 42% | 42% | 42% | 42% | 42% | 42% | 42% | 42% | 42% | 42% | 42% | 42% | 42% | 42%
Automatic Boiler Blowdown | 42% | 42% | 42% | 42% | 42% | 42% | 42% | 42% | 42% | 42% | 42% | 42% | 42% | 42%
Modulated Boiler Controls for Process | 42% | 42% | 42% | 42% | 42% | 42% | 42% | 42% | 42% | 42% | 42% | 42% | 42% | 42%
Air Compressor Exhaust Heat Recovery | 42% | 42% | 42% | 42% | 42% | 42% | 42% | 42% | 42% | 42% | 42% | 42% | 42% | 42%
Process Dryer Exhaust Rate Control | 42% | 42% | 42% | 42% | 42% | 42% | 42% | 42% | 42% | 42% | 42% | 42% | 42% | 42%
Facility HVAC
High Efficiency Furnace (<=300,000 Btu/h) (AFUE >=92%) | 100% | 100% | 100% | 100% | 100% | 100% | 100% | 100% | 100% | 100% | 100% | 100% | 100% | 100%
Gas Unit Heater - Condensing | 100% | 100% | 100% | 100% | 100% | 100% | 100% | 100% | 100% | 100% | 100% | 100% | 100% | 100%
Infrared Heater (low intensity - two stage) | 100% | 100% | 100% | 100% | 100% | 100% | 100% | 100% | 100% | 100% | 100% | 100% | 100% | 100%
Insulate and Seal Ducts (New Aerosl Duct Sealing) | 85% | 85% | 85% | 85% | 85% | 85% | 85% | 85% | 85% | 85% | 85% | 85% | 85% | 85%
Stack Heat Exchanger (Standard Economizer) | 35% | 35% | 35% | 35% | 35% | 35% | 35% | 35% | 35% | 35% | 35% | 35% | 35% | 35%
Stack Heat Exchanger (Condensing Economizer) | 35% | 35% | 35% | 35% | 35% | 35% | 35% | 35% | 35% | 35% | 35% | 35% | 35% | 35%
Heat Recovery: Air to Air | 35% | 35% | 35% | 35% | 35% | 35% | 35% | 35% | 35% | 35% | 35% | 35% | 35% | 35%
Direct Fired Make-up Air System | 100% | 100% | 100% | 100% | 100% | 100% | 100% | 100% | 100% | 100% | 100% | 100% | 100% | 100%
Building Envelope
Integrated Building Design | 95% | 95% | 95% | 95% | 95% | 95% | 95% | 95% | 95% | 95% | 95% | 95% | 95% | 95%
Energy Efficient Windows | 75% | 75% | 75% | 75% | 75% | 75% | 75% | 75% | 75% | 75% | 75% | 75% | 75% | 75%
Ceiling Insulation R-11 to R-42 | 57% | 57% | 57% | 57% | 57% | 57% | 57% | 57% | 57% | 57% | 57% | 57% | 57% | 57%
Wall Insulation R-7.5 to R13 | 100% | 100% | 100% | 100% | 100% | 100% | 100% | 100% | 100% | 100% | 100% | 100% | 100% | 100%
Roof Insulation R-11 to R-24 | 43% | 43% | 43% | 43% | 43% | 43% | 43% | 43% | 43% | 43% | 43% | 43% | 43% | 43%
Truck Loading Dock Seals | 100% | 100% | 100% | 100% | 100% | 100% | 100% | 100% | 100% | 100% | 100% | 100% | 100% | 100%
Ventilation
Demand-Controlled Ventilation | 67% | 67% | 67% | 67% | 67% | 67% | 67% | 67% | 67% | 67% | 67% | 67% | 67% | 67%
Improved Duct Sealing | 75% | 75% | 75% | 75% | 75% | 75% | 75% | 75% | 75% | 75% | 75% | 75% | 75% | 75%
Destratification Fan | 100% | 100% | 100% | 100% | 100% | 100% | 100% | 100% | 100% | 100% | 100% | 100% | 100% | 100%
HVAC Controls
Programmable Thermostats | 100% | 100% | 100% | 100% | 100% | 100% | 100% | 100% | 100% | 100% | 100% | 100% | 100% | 100%
EMS install | 100% | 100% | 100% | 100% | 100% | 100% | 100% | 100% | 100% | 100% | 100% | 100% | 100% | 100%
EMS Optimization | 100% | 100% | 100% | 100% | 100% | 100% | 100% | 100% | 100% | 100% | 100% | 100% | 100% | 100%
Retrocommissioning | 100% | 100% | 100% | 100% | 100% | 100% | 100% | 100% | 100% | 100% | 100% | 100% | 100% | 100%
Agriculture
Greenhouse Under-Floor/Under-Bench Hydronic Heating | 80% | 80% | 80% | 80% | 80% | 80% | 80% | 80% | 80% | 80% | 80% | 80% | 80% | 80%
Heat Curtains for Greenhouses | 80% | 80% | 80% | 80% | 80% | 80% | 80% | 80% | 80% | 80% | 80% | 80% | 80% | 80%
Other Industrial -Grain Dryer | 100% | 100% | 100% | 100% | 100% | 100% | 100% | 100% | 100% | 100% | 100% | 100% | 100% | 100%
IR Film for Greenhouses | 90% | 90% | 90% | 90% | 90% | 90% | 90% | 90% | 90% | 90% | 90% | 90% | 90% | 90%

## Electric Source List (hidden)
DC DDOE Commercial Measure Database - Electric
Electric Measure Sources
Source Number | Source | Index | Annual kWh Savings | Cost/Unit | Effective Measure Life | Savings Factor | Remaining Factor | Annual kWh Savings | Cost/Unit | Effective Measure Life | Savings Factor | Remaining Factor | Sum | Keep | New Source Number
5 | http://www.utexas.edu/research/ceer/che341/Assignments/Industrial%20Heat%20Pumps.pdf) | 5 | #REF! | #REF! | #REF! | #REF! | #REF! | #REF! | #REF! | #REF! | #REF! | #REF! | #REF! | #REF! | 1
19 | http://www.dmme.virginia.gov/de/consumerinfo/HandbookAirLeakage.pdf | 19 | #REF! | #REF! | #REF! | #REF! | #REF! | #REF! | #REF! | #REF! | #REF! | #REF! | #REF! | #REF! | 2
41 | Independent Assessment of Conservation and Energy Efficiency Potential for Connecticut and the Southwest Connecticut Region, GDS Associates, June 2004 | 41 | #REF! | #REF! | #REF! | #REF! | #REF! | #REF! | #REF! | #REF! | #REF! | #REF! | #REF! | #REF! | 3
49 | http://www.energystar.gov/ia/business/networking/presentations/july_04_40to75.pdf | 49 | #REF! | #REF! | #REF! | #REF! | #REF! | #REF! | #REF! | #REF! | #REF! | #REF! | #REF! | #REF! | 4
73 | http://www.energystar.gov/ia/business/bulk_purchasing/bpsavings_calc/CalculatorConsumerDishwasher.xls?ece9-313c | 84 | #REF! | #REF! | #REF! | #REF! | #REF! | #REF! | #REF! | #REF! | #REF! | #REF! | #REF! | #REF! | 5
74 | Big Ass Fan Company Calcuations, http://www.todaysfacilitymanager.com/articles/the-hvac-factor-high-volume-low-speed-fans.php | 85 | #REF! | #REF! | #REF! | #REF! | #REF! | #REF! | #REF! | #REF! | #REF! | #REF! | #REF! | #REF! | 6
75 | Energy Star Refrigerator Calculator. http://www.energystar.gov/index.cfm?fuseaction=find_a_product.showProductGroup&pgw_code=RF | 86 | #REF! | #REF! | #REF! | #REF! | #REF! | #REF! | #REF! | #REF! | #REF! | #REF! | #REF! | #REF! | 7
76 | 2009 MPRP EE Potential Study - June 2009 | 87 | #REF! | #REF! | #REF! | #REF! | #REF! | #REF! | #REF! | #REF! | #REF! | #REF! | #REF! | #REF! | 8
77 | Vermont TRM - Manual No. 2011-73b | 88 | #REF! | #REF! | #REF! | #REF! | #REF! | #REF! | #REF! | #REF! | #REF! | #REF! | #REF! | #REF! | 9
78 | Vermont Energy Efficiency Potential Study - January 2007 | 89 | #REF! | #REF! | #REF! | #REF! | #REF! | #REF! | #REF! | #REF! | #REF! | #REF! | #REF! | #REF! | 10
81 | Natural Gas Energy Efficeincy Potential in Massachusetts, Prepared for GasNetworks by GDS Associates, April 22, 2009 | 92 | #REF! | #REF! | #REF! | #REF! | #REF! | #REF! | #REF! | #REF! | #REF! | #REF! | #REF! | #REF! | 11
82 | Energy Efficiency and Renewable Energy Resource Development Potential in New York State - Final Report, Volume 5 Energy Efficiency Technical Appendices, August 2003. | 93 | #REF! | #REF! | #REF! | #REF! | #REF! | #REF! | #REF! | #REF! | #REF! | #REF! | #REF! | #REF! | 12
83 | GDS Benefit Cost Model | 94 | #REF! | #REF! | #REF! | #REF! | #REF! | #REF! | #REF! | #REF! | #REF! | #REF! | #REF! | #REF! | 13
84 | Federal Energy Management Program (FEMP), Energy Cost Calculator for Electric and Gas Water Heaters | 95 | #REF! | #REF! | #REF! | #REF! | #REF! | #REF! | #REF! | #REF! | #REF! | #REF! | #REF! | #REF! | 14
84 | Federal Energy Management Program (FEMP), Energy Cost Calculator for Faucets and Showerheads | 97 | #REF! | #REF! | #REF! | #REF! | #REF! | #REF! | #REF! | #REF! | #REF! | #REF! | #REF! | #REF! | 15
85 | http://www.aceee.org/consumer/water-heating | 96 | #REF! | #REF! | #REF! | #REF! | #REF! | #REF! | #REF! | #REF! | #REF! | #REF! | #REF! | #REF! | 16
85 | Pennsylvania Technical Resources Manual - June 2012 | 98 | #REF! | #REF! | #REF! | #REF! | #REF! | #REF! | #REF! | #REF! | #REF! | #REF! | #REF! | #REF! | 17
86 | http://www.energyfederation.org/consumer/default.php/cPath/3499_4708_3538 | 99 | #REF! | #REF! | #REF! | #REF! | #REF! | #REF! | #REF! | #REF! | #REF! | #REF! | #REF! | #REF! | 18
87 | Energy Star Website Energy Cost Calculator for Commercial Food Service Equipment: http://www.google.com/url?sa=t&rct=j&q=energy%20star%20commercial%20kitchen%20equipment&source=web&cd=2&ved=0CK0BEBYwAQ&url=http%3A%2F%2Fwww.energystar.gov%2Fia%2Fbusiness%2Fbulk_purchasing%2Fbpsavings_calc%2Fcommercial_kitchen_equipment_calculator.xls&ei=PYK7T5S4LoSg8gSG5oWiCg&usg=AFQjCNEzb_Urhy6mY9WMHkF6AD04ylMMLA | 100 | #REF! | #REF! | #REF! | #REF! | #REF! | #REF! | #REF! | #REF! | #REF! | #REF! | #REF! | #REF! | 19
88 | Energy Star Calculator: Qualified Commercial Clothes Washer(s): http://energystar.gov/ia/business/bulk_purchasing/bpsavings_calc/CalculatorBulkPurchasingClothesWasher.xls | 101 | #REF! | #REF! | #REF! | #REF! | #REF! | #REF! | #REF! | #REF! | #REF! | #REF! | #REF! | #REF! | 20
89 | GDS Associates estimate based upon review of various customer and vendor surveys, baseline studies and potential studies conducted by GDS in other states | 102 | #REF! | #REF! | #REF! | #REF! | #REF! | #REF! | #REF! | #REF! | #REF! | #REF! | #REF! | #REF! | 21
90 | GDS New Hampshire Potential Study | 103 | #REF! | #REF! | #REF! | #REF! | #REF! | #REF! | #REF! | #REF! | #REF! | #REF! | #REF! | #REF! | 22
91 | Emerging Technologies and Practices, ACEEE, 2004 | 104 | #REF! | #REF! | #REF! | #REF! | #REF! | #REF! | #REF! | #REF! | #REF! | #REF! | #REF! | #REF! | 23
93 | Federal Energy Management Program (FEMP), Energy Cost Calculator for Commercial Unitary Systems | 106 | #REF! | #REF! | #REF! | #REF! | #REF! | #REF! | #REF! | #REF! | #REF! | #REF! | #REF! | #REF! | 24
94 | ENERGY STAR Market & Industry Scoping Report - Packaged Terminal Air Conditioners and Heat Pumps - December 2011, http://www1.eere.energy.gov/buildings/appliance_standards/commercial/ptacs_pthps_tsd.html | 107 | #REF! | #REF! | #REF! | #REF! | #REF! | #REF! | #REF! | #REF! | #REF! | #REF! | #REF! | #REF! | 25
95 | Efficiency Vermont Technical Reference User Manual (TRM) No. 2006-41 | 108 | #REF! | #REF! | #REF! | #REF! | #REF! | #REF! | #REF! | #REF! | #REF! | #REF! | #REF! | #REF! | 26
96 | Efficiency Vermont Technical Reference User Manual (TRM) No. 2010-64 | 109 | #REF! | #REF! | #REF! | #REF! | #REF! | #REF! | #REF! | #REF! | #REF! | #REF! | #REF! | #REF! | 27
97 | Efficiency Maine Commercial Technical Reference Manual No. 2007-01 | 110 | #REF! | #REF! | #REF! | #REF! | #REF! | #REF! | #REF! | #REF! | #REF! | #REF! | #REF! | #REF! | 28
98 | Efficiency Maine Commercial Technical Reference Manual No. 2010-01 | 111 | #REF! | #REF! | #REF! | #REF! | #REF! | #REF! | #REF! | #REF! | #REF! | #REF! | #REF! | #REF! | 29
99 | Refrigerant Heat Recovery System Learning Center Dining Facility, PG&E Food Services Technology Center, April 1993 | 112 | #REF! | #REF! | #REF! | #REF! | #REF! | #REF! | #REF! | #REF! | #REF! | #REF! | #REF! | #REF! | 30
100 | Rhode Island Technical Reference Manual - 2012 Program Year | 113 | #REF! | #REF! | #REF! | #REF! | #REF! | #REF! | #REF! | #REF! | #REF! | #REF! | #REF! | #REF! | 31
101 | DOE Solid-State Lighting CALiPER Program: Summary of Results: Round 5 of Product Testing: May 2008 | 114 | #REF! | #REF! | #REF! | #REF! | #REF! | #REF! | #REF! | #REF! | #REF! | #REF! | #REF! | #REF! | 32
102 | http://www.powersava.com/news.html | 115 | #REF! | #REF! | #REF! | #REF! | #REF! | #REF! | #REF! | #REF! | #REF! | #REF! | #REF! | #REF! | 33
106 | Ohio Technical Reference Manual - August 2010 | 119 | #REF! | #REF! | #REF! | #REF! | #REF! | #REF! | #REF! | #REF! | #REF! | #REF! | #REF! | #REF! | 34
109 | http://web.archive.org/web/20061006153904/http://www.energy.ca.gov/appliances/2003rulemaking/documents/case_studies/CASE_Portable_Spa.pdf | 122 | #REF! | #REF! | #REF! | #REF! | #REF! | #REF! | #REF! | #REF! | #REF! | #REF! | #REF! | #REF! | 35
110 | http://www.energysavers.gov/your_home/water_heating/index.cfm/mytopic=13200 | 123 | #REF! | #REF! | #REF! | #REF! | #REF! | #REF! | #REF! | #REF! | #REF! | #REF! | #REF! | #REF! | 36
111 | KeySpan Energy, 2005. Cost benefit analysis conducted for solar measures. | 124 | #REF! | #REF! | #REF! | #REF! | #REF! | #REF! | #REF! | #REF! | #REF! | #REF! | #REF! | #REF! | 37
112 | Consumer Guide to Home Energy Savings, 9th Edition | 125 | #REF! | #REF! | #REF! | #REF! | #REF! | #REF! | #REF! | #REF! | #REF! | #REF! | #REF! | #REF! | 38
113 | Energy Star Commercial Heat Pump Calculator | 126 | #REF! | #REF! | #REF! | #REF! | #REF! | #REF! | #REF! | #REF! | #REF! | #REF! | #REF! | #REF! | 39
114 | The New England State Project Working Group Measure Life Report for Residential and Commercial/Industrial Lighting and HVAC Measures, June 2007, prepared by GDS. | 127 | #REF! | #REF! | #REF! | #REF! | #REF! | #REF! | #REF! | #REF! | #REF! | #REF! | #REF! | #REF! | 40
116 | http://apps1.eere.energy.gov/consumer/your_home/space_heating_cooling/index.cfm/mytopic=12430 | 129 | #REF! | #REF! | #REF! | #REF! | #REF! | #REF! | #REF! | #REF! | #REF! | #REF! | #REF! | #REF! | 41
117 | ACEE, Emerging Energy Saving Technologies & Practices for the Buildings Sector, 2004 | 130 | #REF! | #REF! | #REF! | #REF! | #REF! | #REF! | #REF! | #REF! | #REF! | #REF! | #REF! | #REF! | 42
118 | http://www.energysavers.gov/your_home/water_heating/index.cfm/mytopic=13200 | 131 | #REF! | #REF! | #REF! | #REF! | #REF! | #REF! | #REF! | #REF! | #REF! | #REF! | #REF! | #REF! | 43
119 | Energy Consumption Characteristics of Commercial Building HVAC Systems, Volume III: Energy Savings Potential, Prepared by TIAX LLC, for DOE Building Technologies Program, July, 2002 | 132 | #REF! | #REF! | #REF! | #REF! | #REF! | #REF! | #REF! | #REF! | #REF! | #REF! | #REF! | #REF! | 44
120 | NYSERDA Deemed Savings Database: | 133 | #REF! | #REF! | #REF! | #REF! | #REF! | #REF! | #REF! | #REF! | #REF! | #REF! | #REF! | #REF! | 45
121 | US DOE, EERE Consumer's Guide to Energy Efficiency and Renewable Energy, "Solar Swimming Pool Heaters" http://apps1.eere.energy.gov/consumer/your_home/water_heating/index.cfm/mytopic=13230 | 134 | #REF! | #REF! | #REF! | #REF! | #REF! | #REF! | #REF! | #REF! | #REF! | #REF! | #REF! | #REF! | 46
122 | ES Analysis-ResDWH: ENERGY STAR® Residential Water Heaters: Final Criteria Analysis (www.energystar.gov). April 2008. | 135 | #REF! | #REF! | #REF! | #REF! | #REF! | #REF! | #REF! | #REF! | #REF! | #REF! | #REF! | #REF! | 47
123 | http://web.archive.org/web/20061006153904/http://www.energy.ca.gov/appliances/2003rulemaking/documents/case_studies/CASE_Portable_Spa.pdf | 136 | #REF! | #REF! | #REF! | #REF! | #REF! | #REF! | #REF! | #REF! | #REF! | #REF! | #REF! | #REF! | 48
124 | Commercial and Industrial Distribution Transformers Initiative Consortium for Energy Efficiency, November., 2011 | 137 | #REF! | #REF! | #REF! | #REF! | #REF! | #REF! | #REF! | #REF! | #REF! | #REF! | #REF! | #REF! | 49
125 | City of Keene NH, Cities for Climate Protection Campaign, Local Action Plan, February 19, 2004 | 138 | #REF! | #REF! | #REF! | #REF! | #REF! | #REF! | #REF! | #REF! | #REF! | #REF! | #REF! | #REF! | 50
126 | EPA Energy Star Program | 139 | #REF! | #REF! | #REF! | #REF! | #REF! | #REF! | #REF! | #REF! | #REF! | #REF! | #REF! | #REF! | 51
127 | Smart Power Strip manufacturer's website: http://bitsltd.net/ConsumerProducts/index.htm | 140 | #REF! | #REF! | #REF! | #REF! | #REF! | #REF! | #REF! | #REF! | #REF! | #REF! | #REF! | #REF! | 52
128 | EFI.org - visited on 5/23/12 | 141 | #REF! | #REF! | #REF! | #REF! | #REF! | #REF! | #REF! | #REF! | #REF! | #REF! | #REF! | #REF! | 53
129 | Energy Star Desktop Computer Calculator | 142 | #REF! | #REF! | #REF! | #REF! | #REF! | #REF! | #REF! | #REF! | #REF! | #REF! | #REF! | #REF! | 54
137 | DC SEU Technical Reference Manual 2012-1.2 | 165 | #REF! | #REF! | #REF! | #REF! | #REF! | #REF! | #REF! | #REF! | #REF! | #REF! | #REF! | #REF! | 55
138 | Maryland Baseline Study – Commercial and Industrial Sectors, ITRON, December 3, 2010 | 166 | #REF! | #REF! | #REF! | #REF! | #REF! | #REF! | #REF! | #REF! | #REF! | #REF! | #REF! | #REF! | 56
139 | Delaware Statewide Commercial & Industrial End Use & Saturation Study - July 26, 2012 | 167 | #REF! | #REF! | #REF! | #REF! | #REF! | #REF! | #REF! | #REF! | #REF! | #REF! | #REF! | #REF! | 57
1 | Vermont TRM | 1 | #REF! | #REF! | #REF! | #REF! | #REF! | #REF! | #REF! | #REF! | #REF! | #REF! | #REF! | #REF!
2 | Wisconsin KEMA Manual | 2 | #REF! | #REF! | #REF! | #REF! | #REF! | #REF! | #REF! | #REF! | #REF! | #REF! | #REF! | #REF!
3 | http://www.nh.gov/oep/programs/energy/documents/heating_and_cooling_energy_saving_tips.pdf) | 3 | #REF! | #REF! | #REF! | #REF! | #REF! | #REF! | #REF! | #REF! | #REF! | #REF! | #REF! | #REF!
4 | http://www.toolbase.org/Technology-Inventory/Plumbing/drainwater-heat-recovery) | 4 | #REF! | #REF! | #REF! | #REF! | #REF! | #REF! | #REF! | #REF! | #REF! | #REF! | #REF! | #REF!
6 | http://www.mid.org/rebates/business/hvac.htm) | 6 | #REF! | #REF! | #REF! | #REF! | #REF! | #REF! | #REF! | #REF! | #REF! | #REF! | #REF! | #REF!
7 | http://www.fypower.org/ind/tools/products_results.html?id=100142) | 7 | #REF! | #REF! | #REF! | #REF! | #REF! | #REF! | #REF! | #REF! | #REF! | #REF! | #REF! | #REF!
8 | http://en.wikipedia.org/wiki/Induction_cooker, U.S. Department of Energy) | 8 | #REF! | #REF! | #REF! | #REF! | #REF! | #REF! | #REF! | #REF! | #REF! | #REF! | #REF! | #REF!
9 | http://www.gdhoting.com/en_newsshow.asp?id=63 | 9 | #REF! | #REF! | #REF! | #REF! | #REF! | #REF! | #REF! | #REF! | #REF! | #REF! | #REF! | #REF!
10 | http://www.cheftalk.com/forum/thread/40784/induction-cooktop-comparison, and www.walmart.com | 10 | #REF! | #REF! | #REF! | #REF! | #REF! | #REF! | #REF! | #REF! | #REF! | #REF! | #REF! | #REF!
11 | http://www.oregon.gov/ENERGY/CONS/BUS/DCV/docs/DCVGuide.pdf) | 11 | #REF! | #REF! | #REF! | #REF! | #REF! | #REF! | #REF! | #REF! | #REF! | #REF! | #REF! | #REF!
12 | http://www.hanford.gov/chmpmm/uploadfiles/PMM_TFC-ENG-STD-07.pdf ) | 12 | #REF! | #REF! | #REF! | #REF! | #REF! | #REF! | #REF! | #REF! | #REF! | #REF! | #REF! | #REF!
13 | http://www.oregon.gov/ENERGY/CONS/BUS/DCV/docs/DCVGuide.pdf) | 13 | #REF! | #REF! | #REF! | #REF! | #REF! | #REF! | #REF! | #REF! | #REF! | #REF! | #REF! | #REF!
14 | http://findarticles.com/p/articles/mi_m5PRB/is_4_49/ai_n25008443/pg_4/ ) | 14 | #REF! | #REF! | #REF! | #REF! | #REF! | #REF! | #REF! | #REF! | #REF! | #REF! | #REF! | #REF!
15 | http://www.ikinkai.com/cpxx.asp?id=124) | 15 | #REF! | #REF! | #REF! | #REF! | #REF! | #REF! | #REF! | #REF! | #REF! | #REF! | #REF! | #REF!
16 | http://info.aia.org/aiarchitect/thisweek09/0410/0410p_vrf.cfm | 16 | #REF! | #REF! | #REF! | #REF! | #REF! | #REF! | #REF! | #REF! | #REF! | #REF! | #REF! | #REF!
17 | http://www.greenbuildingtalk.com/Forums/tabid/53/aff/13/aft/43541/afv/topic/Default.aspx ) | 17 | #REF! | #REF! | #REF! | #REF! | #REF! | #REF! | #REF! | #REF! | #REF! | #REF! | #REF! | #REF!
18 | http://www.aseanenergy.org/download/aea/energy_efficient_building/2010/documents/Application%20Form%20-%20Retrofitted%20Building%20Category.doc.) | 18 | #REF! | #REF! | #REF! | #REF! | #REF! | #REF! | #REF! | #REF! | #REF! | #REF! | #REF! | #REF!
20 | http://www.ccidc.org/weatherization.html ) | 20 | #REF! | #REF! | #REF! | #REF! | #REF! | #REF! | #REF! | #REF! | #REF! | #REF! | #REF! | #REF!
21 | Efficiency Maine | 21 | #REF! | #REF! | #REF! | #REF! | #REF! | #REF! | #REF! | #REF! | #REF! | #REF! | #REF! | #REF!
22 | http://www.atlantaga.gov/client_resources/forms/energy%20conservation/solid%20waste%20liddell%20substation%20final.pdf | 22 | #REF! | #REF! | #REF! | #REF! | #REF! | #REF! | #REF! | #REF! | #REF! | #REF! | #REF! | #REF!
23 | http://www.northwestern.edu/equipment-inventory/propertycodes.html | 23 | #REF! | #REF! | #REF! | #REF! | #REF! | #REF! | #REF! | #REF! | #REF! | #REF! | #REF! | #REF!
24 | Calculation From Vermont | 24 | #REF! | #REF! | #REF! | #REF! | #REF! | #REF! | #REF! | #REF! | #REF! | #REF! | #REF! | #REF!
25 | ACEEE | 25 | #REF! | #REF! | #REF! | #REF! | #REF! | #REF! | #REF! | #REF! | #REF! | #REF! | #REF! | #REF!
26 | http://www.vendingmiserstore.com/crm_uploads/miser_savings_analysis_spreadsheet.xls | 26 | #REF! | #REF! | #REF! | #REF! | #REF! | #REF! | #REF! | #REF! | #REF! | #REF! | #REF! | #REF!
27 | GDS Calculation/Estimation | 27 | #REF! | #REF! | #REF! | #REF! | #REF! | #REF! | #REF! | #REF! | #REF! | #REF! | #REF! | #REF!
28 | http://www.alliantenergy.com/UtilityServices/ForYourBusiness/EnergyExpertise/EnergySafety/010794 | 28 | #REF! | #REF! | #REF! | #REF! | #REF! | #REF! | #REF! | #REF! | #REF! | #REF! | #REF! | #REF!
29 | http://www.cascadeenergy.com/docs/Potato%20Fan%20VFDs.pdf | 29 | #REF! | #REF! | #REF! | #REF! | #REF! | #REF! | #REF! | #REF! | #REF! | #REF! | #REF! | #REF!
30 | http://www.nwcouncil.org/dropbox/6th%20Plan%20Industrial/Industrial%20Conservation%20Data%20Catalogue/ISC%20Document%20Catalogue_Public%20Version-5%20June%202009/Documents/Tier%202/SCE%20EE%20Work%20Papers%20November%202007%20Final/NonResidential/WPSCNRRN0009.0%20-%20Anti-Sweat%20Heat%20(ASH)%20Controls%20.doc. | 30 | #REF! | #REF! | #REF! | #REF! | #REF! | #REF! | #REF! | #REF! | #REF! | #REF! | #REF! | #REF!
31 | http://hvacrdistributionbusiness.com/hot_topics/refrigeration_new_commercial/ | 31 | #REF! | #REF! | #REF! | #REF! | #REF! | #REF! | #REF! | #REF! | #REF! | #REF! | #REF! | #REF!
32 | http://repository.tamu.edu/bitstream/handle/1969.1/5546/ESL-IC-06-11-80.pdf?sequence=4 | 32 | #REF! | #REF! | #REF! | #REF! | #REF! | #REF! | #REF! | #REF! | #REF! | #REF! | #REF! | #REF!
33 | http://www.thefind.com/appliances/info-variable-refrigerant-systems#page=2&filter[sortby]=price_asc&settings[search.pagesize.multiplier]=2 | 33 | #REF! | #REF! | #REF! | #REF! | #REF! | #REF! | #REF! | #REF! | #REF! | #REF! | #REF! | #REF!
34 | http://www.iea-retd.org/files/REHC_Standard%20Methods_UserGuide_HeatPumps_Final.pdf | 34 | #REF! | #REF! | #REF! | #REF! | #REF! | #REF! | #REF! | #REF! | #REF! | #REF! | #REF! | #REF!
35 | Demonstration Assessment of Light-Emitting Diode (LED) Freezer Case Lighting - Oct 2009 Report by PG&E | 35 | #REF! | #REF! | #REF! | #REF! | #REF! | #REF! | #REF! | #REF! | #REF! | #REF! | #REF! | #REF!
36 | Nexant, 2005. NYSERDA Deemed Savings Measure Database. Prepared for NYSERDA | 36 | #REF! | #REF! | #REF! | #REF! | #REF! | #REF! | #REF! | #REF! | #REF! | #REF! | #REF! | #REF!
37 | DEER Database | 37 | #REF! | #REF! | #REF! | #REF! | #REF! | #REF! | #REF! | #REF! | #REF! | #REF! | #REF! | #REF!
38 | Alliant energy calculator | 38 | #REF! | #REF! | #REF! | #REF! | #REF! | #REF! | #REF! | #REF! | #REF! | #REF! | #REF! | #REF!
39 | Energy Star Compressed Air.pdf | 39 | #REF! | #REF! | #REF! | #REF! | #REF! | #REF! | #REF! | #REF! | #REF! | #REF! | #REF! | #REF!
40 | Michigan Master Database of Deemed Savings - 2009 | 40 | #REF! | #REF! | #REF! | #REF! | #REF! | #REF! | #REF! | #REF! | #REF! | #REF! | #REF! | #REF!
42 | http://ducts.lbl.gov/calducts.htm. | 42 | #REF! | #REF! | #REF! | #REF! | #REF! | #REF! | #REF! | #REF! | #REF! | #REF! | #REF! | #REF!
43 | http://www.construction-today.com/cms1/content/view/1931/31/ | 43 | #REF! | #REF! | #REF! | #REF! | #REF! | #REF! | #REF! | #REF! | #REF! | #REF! | #REF! | #REF!
44 | http://www.ppg.com/corporate/ideascapes/SiteCollectionDocuments/274404_final.pdf | 44 | #REF! | #REF! | #REF! | #REF! | #REF! | #REF! | #REF! | #REF! | #REF! | #REF! | #REF! | #REF!
45 | http://energyexperts.org/EnergySolutionsDatabase/ResourceDetail.aspx?id=1243 | 45 | #REF! | #REF! | #REF! | #REF! | #REF! | #REF! | #REF! | #REF! | #REF! | #REF! | #REF! | #REF!
46 | http://www.energysavers.gov/your_home/water_heating/index.cfm/mytopic=13070 | 46 | #REF! | #REF! | #REF! | #REF! | #REF! | #REF! | #REF! | #REF! | #REF! | #REF! | #REF! | #REF!
47 | http://www.tiaxllc.com/aboutus/pdfs/ashrae_0501-03.pdf | 47 | #REF! | #REF! | #REF! | #REF! | #REF! | #REF! | #REF! | #REF! | #REF! | #REF! | #REF! | #REF!
48 | http://www.ctsavesenergy.org/files/Measure%20Life%20Report%202007.pdf | 48 | #REF! | #REF! | #REF! | #REF! | #REF! | #REF! | #REF! | #REF! | #REF! | #REF! | #REF! | #REF!
50 | http://www.village.cottage-grove.wi.us/sustain/pdf/var_freq_drives.pdf | 50 | #REF! | #REF! | #REF! | #REF! | #REF! | #REF! | #REF! | #REF! | #REF! | #REF! | #REF! | #REF!
51 | http://www.mid.org/rebates/business/hvac.htm | 51 | #REF! | #REF! | #REF! | #REF! | #REF! | #REF! | #REF! | #REF! | #REF! | #REF! | #REF! | #REF!
52 | http://www.pge.com/includes/docs/pdfs/about/edusafety/training/pec/inforesource/heatreco.pdf | 52 | #REF! | #REF! | #REF! | #REF! | #REF! | #REF! | #REF! | #REF! | #REF! | #REF! | #REF! | #REF!
53 | http://www.energyefficiencyasia.org/docs/casestudies/Indonesia/PT%20Semen%20Cibinong/PT%20Semen%20Cibinong%20-%20Compressed%20air%20leak%20survey%20and%20repair.pdf | 53 | #REF! | #REF! | #REF! | #REF! | #REF! | #REF! | #REF! | #REF! | #REF! | #REF! | #REF! | #REF!
54 | Energy Efficiency and Renewable Energy Resource Development Potential in New York State - Final Report, Volume 5 Energy Efficiency Technical Appendices, August 2003. | 54 | #REF! | #REF! | #REF! | #REF! | #REF! | #REF! | #REF! | #REF! | #REF! | #REF! | #REF! | #REF!
55 | California Statewide Commercial Sector Energy Efficiency Potential Study, July, 2002, C.1-4. | 55 | #REF! | #REF! | #REF! | #REF! | #REF! | #REF! | #REF! | #REF! | #REF! | #REF! | #REF! | #REF!
56 | MPRP Commercial Energy Efficiency and Demand Response Update Spreadsheet, June 2009. | 56 | #REF! | #REF! | #REF! | #REF! | #REF! | #REF! | #REF! | #REF! | #REF! | #REF! | #REF! | #REF!
57 | Georgia Institute of Technology, Energy and Environmental Management Center, PLANT-WIDE ASSESSMENT REPORT for Shaw Industries, Plant #78, Aiken, SC, PREPARED BY: Michael Brown, P.E., C.E.M., Matt Soderlund, Bill Meffert, Paolo Baldisserotto, Conducted by: The Georgia Institute of Technology Economic Development Institute under sponsorship of the United States Department of Energy Office of Energy Efficiency and Renewable Energy, Report Date: April 10, 2006 | 57 | #REF! | #REF! | #REF! | #REF! | #REF! | #REF! | #REF! | #REF! | #REF! | #REF! | #REF! | #REF!
58 | Amarnath, Ammi and Blatt, Morton, “Variable Refrigerant Flow: Where, Why and How,” Engineered Systems, February 2008 | 60 | #REF! | #REF! | #REF! | #REF! | #REF! | #REF! | #REF! | #REF! | #REF! | #REF! | #REF! | #REF!
59 | The Right Chiller for the Job | 62 | #REF! | #REF! | #REF! | #REF! | #REF! | #REF! | #REF! | #REF! | #REF! | #REF! | #REF! | #REF!
60 | http://tristate.apogee.net/cool/cmnch.asp | 64 | #REF! | #REF! | #REF! | #REF! | #REF! | #REF! | #REF! | #REF! | #REF! | #REF! | #REF! | #REF!
61 | Revised DEER Measure Cost Summary, 6/2/2008 | 65 | #REF! | #REF! | #REF! | #REF! | #REF! | #REF! | #REF! | #REF! | #REF! | #REF! | #REF! | #REF!
62 | GasNetworks Energy Efficiency Potential Study, GDS Associates, April 22, 2009 | 66 | #REF! | #REF! | #REF! | #REF! | #REF! | #REF! | #REF! | #REF! | #REF! | #REF! | #REF! | #REF!
63 | Food Service Technology Center, Commercial Cooking Appliance Technology Assessment, 2002 | 67 | #REF! | #REF! | #REF! | #REF! | #REF! | #REF! | #REF! | #REF! | #REF! | #REF! | #REF! | #REF!
64 | NH Energy Efficiency Potential Study: NH_Com_Electric_Supply__Curve_Model_2-2-09--11am-existing-con-rrc(1) | 68 | #REF! | #REF! | #REF! | #REF! | #REF! | #REF! | #REF! | #REF! | #REF! | #REF! | #REF! | #REF!
65 | http://www.energyefficientsolutions.com/rbhwhj.asp | 69 | #REF! | #REF! | #REF! | #REF! | #REF! | #REF! | #REF! | #REF! | #REF! | #REF! | #REF! | #REF!
66 | http://www.leonardo-energy.org/webfm_send/180 | 70 | #REF! | #REF! | #REF! | #REF! | #REF! | #REF! | #REF! | #REF! | #REF! | #REF! | #REF! | #REF!
67 | Revised DEER Measure Cost Summary, 5/30/2008 | 72 | #REF! | #REF! | #REF! | #REF! | #REF! | #REF! | #REF! | #REF! | #REF! | #REF! | #REF! | #REF!
68 | FEMP Energy Cost Calculator for Commercial Heat Pumps (5.4 >=< 20 Tons) | 73 | #REF! | #REF! | #REF! | #REF! | #REF! | #REF! | #REF! | #REF! | #REF! | #REF! | #REF! | #REF!
69 | Natural Gas Energy Efficiency Resource Development Potential in New York, Final Report for NYSERDA, by Optimal Energy, ACEEE, VEIC, Resource Insight and Energy & Environmental Analysis, October 2006 (Table 4.5, p. 4-32) | 74 | #REF! | #REF! | #REF! | #REF! | #REF! | #REF! | #REF! | #REF! | #REF! | #REF! | #REF! | #REF!
70 | Emerging Technologies and Practices, ACEEE, 2004 | 75 | #REF! | #REF! | #REF! | #REF! | #REF! | #REF! | #REF! | #REF! | #REF! | #REF! | #REF! | #REF!
71 | Wisconsin Focus On Energy, Anti-Sweat Heater Controls - Technical Data Sheet | 77 | #REF! | #REF! | #REF! | #REF! | #REF! | #REF! | #REF! | #REF! | #REF! | #REF! | #REF! | #REF!
72 | CODES AND STANDARDS ENHANCEMENT INITIATIVE (CASE) | 78 | #REF! | #REF! | #REF! | #REF! | #REF! | #REF! | #REF! | #REF! | #REF! | #REF! | #REF! | #REF!
79 | Energy Consumption Characteristics of Commercial Building HVAC Systems, Volume III: Energy Savings Potential, Prepared by TIAX LLC, for DOE Building Technologies Program, July, 2002 | 90 | #REF! | #REF! | #REF! | #REF! | #REF! | #REF! | #REF! | #REF! | #REF! | #REF! | #REF! | #REF!
80 | Massachusetts Technical Reference Manual - October 2010 | 91 | #REF! | #REF! | #REF! | #REF! | #REF! | #REF! | #REF! | #REF! | #REF! | #REF! | #REF! | #REF!
92 | EPA, National Action Plan for Energy Efficiency Sector Collaborative on Energy Efficiency Hotel Energy Use Profile | 105 | #REF! | #REF! | #REF! | #REF! | #REF! | #REF! | #REF! | #REF! | #REF! | #REF! | #REF! | #REF!
103 | http://njzydz.en.alibaba.com/product/491172207-212492658/18w_CCFL_fixture_light.html | 116 | #REF! | #REF! | #REF! | #REF! | #REF! | #REF! | #REF! | #REF! | #REF! | #REF! | #REF! | #REF!
104 | Natural Gas Energy Efficiency Resource Development Potential in New York, Final Report for NYSERDA, by Optimal Energy, ACEEE, VEIC, Resource Insight and Energy & Environmental Analysis, October 2006, Commercial Analysis Appenndix, Applicability Table | 117 | #REF! | #REF! | #REF! | #REF! | #REF! | #REF! | #REF! | #REF! | #REF! | #REF! | #REF! | #REF!
105 | Maryland Energy Administration Natural Gas Potential Study - November 2011 | 118 | #REF! | #REF! | #REF! | #REF! | #REF! | #REF! | #REF! | #REF! | #REF! | #REF! | #REF! | #REF!
107 | New York Standard Approach for Estimating Energy Savings from Energy Efficiency Programs: Residential, Multi-Family, and Commercial/Industrial Measures; October 15, 2010 | 120 | #REF! | #REF! | #REF! | #REF! | #REF! | #REF! | #REF! | #REF! | #REF! | #REF! | #REF! | #REF!
108 | Discussion with Derrick Rhodes, owner of Mediclean Atlanta, distributor of Aeroseal product. Cost estimate of $ / sq. ft range between $0.50-$1.00 depending on business size and building charateristics. | 121 | #REF! | #REF! | #REF! | #REF! | #REF! | #REF! | #REF! | #REF! | #REF! | #REF! | #REF! | #REF!
115 | EERE Website | 128 | #REF! | #REF! | #REF! | #REF! | #REF! | #REF! | #REF! | #REF! | #REF! | #REF! | #REF! | #REF!
130 | Energy Consumption by Commercial Office and Telecommunications Equipment, Artur D. Little, March 12, 2002, p.8. | 143 | #REF! | #REF! | #REF! | #REF! | #REF! | #REF! | #REF! | #REF! | #REF! | #REF! | #REF! | #REF!
131 | http://www.esource.com/escrc/0013000000DP22YAAT/BEA1/CEA/CEA-04 | 144 | #REF! | #REF! | #REF! | #REF! | #REF! | #REF! | #REF! | #REF! | #REF! | #REF! | #REF! | #REF!
132 | Natural Gas Energy Efficiency Resource Development Potential in New York, Final Report for NYSERDA, by Optimal Energy, ACEEE, VEIC, Resource Insight and Energy & Environmental Analysis, October 2006, Commercial Analysis Appenndix, Applicability Table | 145 | #REF! | #REF! | #REF! | #REF! | #REF! | #REF! | #REF! | #REF! | #REF! | #REF! | #REF! | #REF!
133 | Table C17. Electricity Consumption and Conditional Energy Intensity by Census Division for Non-Mall Buildings, 2003: Part 1 | 146 | #REF! | #REF! | #REF! | #REF! | #REF! | #REF! | #REF! | #REF! | #REF! | #REF! | #REF! | #REF!
134 | Savings Calculator for ENERGY STAR Qualified Commercial Kitchen Equipment | 147 | #REF! | #REF! | #REF! | #REF! | #REF! | #REF! | #REF! | #REF! | #REF! | #REF! | #REF! | #REF!
135 | APS - Refrigeration Applications and Energy Savings Potential, http://www.aps.com/main/services/business/WaysToSave/BusWaysToSave_60.html | 148 | #REF! | #REF! | #REF! | #REF! | #REF! | #REF! | #REF! | #REF! | #REF! | #REF! | #REF! | #REF!
136 | Space Heaters, Computers, Cell Phone Chargers: | 149 | #REF! | #REF! | #REF! | #REF! | #REF! | #REF! | #REF! | #REF! | #REF! | #REF! | #REF! | #REF!
| http://www.airbestpractices.com/industries/food/food-processing-system-assessment: Compressed Air Best Parctices, A Food Processing System Assessment, by Hank Van Ormer, Air Power USA | 58 | #REF! | #REF! | #REF! | #REF! | #REF! | #REF! | #REF! | #REF! | #REF! | #REF! | #REF! | #REF!
| PLANT WIDE ASSESSMENT for JOHNS MANVILLE WATERVILLE OHIO PLANT 1 6050 River Road, Waterville, Ohio 43566, Co-funded By: Johns Manville and U.S. DEPARTMENT OF ENERGY, PLANT-WIDE ENERGY EFFICIENCY OPPORTUNITY ASSESSMENTS, By: Kelly Kissock, Energy Information Systems and Arvind Thekdi, E3M, July 2, 2006 | 59 | #REF! | #REF! | #REF! | #REF! | #REF! | #REF! | #REF! | #REF! | #REF! | #REF! | #REF! | #REF!
| http://findarticles.com/p/articles/mi_m0BPR/is_2_25/ai_n24265416 | 61 | #REF! | #REF! | #REF! | #REF! | #REF! | #REF! | #REF! | #REF! | #REF! | #REF! | #REF! | #REF!
| http://contractingbusiness.com/commercial/cb_imp_5742/ | 63 | #REF! | #REF! | #REF! | #REF! | #REF! | #REF! | #REF! | #REF! | #REF! | #REF! | #REF! | #REF!
| Power Quality & Utilisation Guide, Section 7: Energy Efficiency, Industrial Heat Pumps, February 2007 | 71 | #REF! | #REF! | #REF! | #REF! | #REF! | #REF! | #REF! | #REF! | #REF! | #REF! | #REF! | #REF!
| http://www.aceee.org/pubs/a042_r2.pdf | 76 | #REF! | #REF! | #REF! | #REF! | #REF! | #REF! | #REF! | #REF! | #REF! | #REF! | #REF! | #REF!
| 2008 California Energy Commission Title 24 Building Energy Efficiency Standards | 79 | #REF! | #REF! | #REF! | #REF! | #REF! | #REF! | #REF! | #REF! | #REF! | #REF! | #REF! | #REF!
| February, 2007 | 80 | #REF! | #REF! | #REF! | #REF! | #REF! | #REF! | #REF! | #REF! | #REF! | #REF! | #REF! | #REF!
| Final Report | 81 | #REF! | #REF! | #REF! | #REF! | #REF! | #REF! | #REF! | #REF! | #REF! | #REF! | #REF! | #REF!
| http://www.energy.ca.gov/title24/2008standards/prerulemaking/documents/2007-02-26-27_workshop/supporting/2007-02- | 82 | #REF! | #REF! | #REF! | #REF! | #REF! | #REF! | #REF! | #REF! | #REF! | #REF! | #REF! | #REF!
| New Sources | 83 | #REF! | #REF! | #REF! | #REF! | #REF! | #REF! | #REF! | #REF! | #REF! | #REF! | #REF! | #REF!
| How Plugged In Are Commercial Buildings? | 150 | #REF! | #REF! | #REF! | #REF! | #REF! | #REF! | #REF! | #REF! | #REF! | #REF! | #REF! | #REF!
| Marla Sanchez, Lawrence Berkeley National Laboratory | 151 | #REF! | #REF! | #REF! | #REF! | #REF! | #REF! | #REF! | #REF! | #REF! | #REF! | #REF! | #REF!
| Carrie Webber, Lawrence Berkeley National Laboratory | 152 | #REF! | #REF! | #REF! | #REF! | #REF! | #REF! | #REF! | #REF! | #REF! | #REF! | #REF! | #REF!
| Richard Brown, Lawrence Berkeley National Laboratory | 153 | #REF! | #REF! | #REF! | #REF! | #REF! | #REF! | #REF! | #REF! | #REF! | #REF! | #REF! | #REF!
| John Busch, Lawrence Berkeley National Laboratory | 154 | #REF! | #REF! | #REF! | #REF! | #REF! | #REF! | #REF! | #REF! | #REF! | #REF! | #REF! | #REF!
| Margaret Pinckard, Lawrence Berkeley National Laboratory | 155 | #REF! | #REF! | #REF! | #REF! | #REF! | #REF! | #REF! | #REF! | #REF! | #REF! | #REF! | #REF!
| Judy Roberson, Pacific Gas and Electric | 156 | #REF! | #REF! | #REF! | #REF! | #REF! | #REF! | #REF! | #REF! | #REF! | #REF! | #REF! | #REF!
| Environmental Energy Technologies Division | 157 | #REF! | #REF! | #REF! | #REF! | #REF! | #REF! | #REF! | #REF! | #REF! | #REF! | #REF! | #REF!
| Ernest Orlando Lawrence Berkeley National Laboratory | 158 | #REF! | #REF! | #REF! | #REF! | #REF! | #REF! | #REF! | #REF! | #REF! | #REF! | #REF! | #REF!
| University of California | 159 | #REF! | #REF! | #REF! | #REF! | #REF! | #REF! | #REF! | #REF! | #REF! | #REF! | #REF! | #REF!
| Berkeley, California 94720 | 160 | #REF! | #REF! | #REF! | #REF! | #REF! | #REF! | #REF! | #REF! | #REF! | #REF! | #REF! | #REF!
| 2007-02-01 | 161 | #REF! | #REF! | #REF! | #REF! | #REF! | #REF! | #REF! | #REF! | #REF! | #REF! | #REF! | #REF!
| Also appears in the Proceedings of the 2006 ACEEE Summer Study on Energy Efficiency in | 162 | #REF! | #REF! | #REF! | #REF! | #REF! | #REF! | #REF! | #REF! | #REF! | #REF! | #REF! | #REF!
| Buildings, Less is More, En Route to Zero Energy Buildings (2006). | 163 | #REF! | #REF! | #REF! | #REF! | #REF! | #REF! | #REF! | #REF! | #REF! | #REF! | #REF! | #REF!
| The work described in this paper was supported by the Office of Atmospheric Programs, | 164 | #REF! | #REF! | #REF! | #REF! | #REF! | #REF! | #REF! | #REF! | #REF! | #REF! | #REF! | #REF!
[8 empty] | #REF! | #REF! | #REF! | #REF! | #REF!

## NG Source List for Report
Michigan Industrial Measure Database - Natural Gas
Natural Gas Measure Sources
Source Number | Source
1 | Michigan Master Database of Deemed Savings - 2013 - Non-Weather Sensitive Commercial
2 | Michigan Master Database of Deemed Savings - 2013 - Weather Sensitive
3 | Federal Energy Management Program (FEMP), Energy Cost Calculator for Electric and Gas Water Heaters
4 | GDS Associates estimate based upon review of various customer and vendor surveys, baseline studies and potential studies conducted by GDS in other states
5 | Therma-Stor Return On Investment Calculation Form, http://www.thermastor.com/Heat-Recovery-water-Heaters/Heat-Recovery-ROI-Form.pdf
6 | Natural Gas Energy Efficiency Resource Development Potential in New York, Final Report for NYSERDA, by Optimal Energy, ACEEE, VEIC, Resource Insight and Energy & Environmental Analysis, October 2006, Appendix C
7 | US DOE- Federal Energy Management Program (FEMP): Heat Recovery from Wastewater Using a Gravity-Film Heat Exchanger
8 | Food Service Technology Center, Pre-Rinse Spray Valve/Water Cost Calculator
9 | Energy Efficiency Potential of Gas-Fired Commercial Hot Water Heating Systems in Restaurants, An Emerging Technology Field Monitoring Study, FSTC Report 5011.07.04, Food Service Technology Center, April 2007
10 | US DOE - Energy Efficiency And Renewable Energy - Estimating a Solar Water Heater System's Cost
11 | Gene Dedick - East Coast VP Sales - AquaRecycle - ph: 210-325-9258: 1,248,000 lbs/yr = 30 gpm washer-extractor system with lint shaker.
12 | http://www.aquarecycle.com/laundry-water-energy-savings.php
13 | Commercial Laundry Conservation Technologies, Bill Hoffman, James Riesenberger
14 | Trevor Brown Southeastern Laundry/Commercial Laundry Conservation Technologies - Bill Hoffman, James Riesenberger
15 | US DOE - Energy Efficiency And Renewable Energy - Determining Gas Swimming Pool Heating Efficiency - http://apps1.eere.energy.gov/consumer/your_home/water_heating/index.cfm/mytopic=13170
16 | NYSERDA Deemed Savings Database, Rev 09-082006.
17 | Revised DEER Measure Cost Summary (05_30_2008) Revised (06_02_2008)
18 | Gas Solutions for the Foodservice Industry, http://www.gfen.info/pdf/cookinggas0107.pdf
19 | CALIFORNIA STATEWIDE COMMERCIAL SECTOR NATURAL GAS ENERGY EFFICIENCY POTENTIAL STUDY, Study ID #SW061, Prepared for Pacific Gas & Electric Company, Prepared by Mike Rufo and Fred Coito KEMA-XENERGY Inc., May 14, 2003; Questar 2006 DSM Market Characterization Report, Nexant, Appendix D (sq ft) & E (cost/sq ft).
20 | Cost of the most common type of steam trap (Inverted bucket trap) according to Grainger catalog ranges from $125 - $147, plus one hour of labor @ $100/hr. http://www.grainger.com/Grainger/ecatalog/N-bkg/No-16/Ntt-inverted+bucket+trap?Ns=List+Price%7C0
21 | Greenheck sales representative cost and measure life information on 5,000 CFM model. ($4,500 materials, $1,000 labor, and $400 crane rental (to lift onto roof))
22 | http://www.cleanboiler.org/Eff_Improve/Efficiency/Boiler_Reset_Control.asp
23 | Measure information from Nexant's "Gas Energy Efficiency Measure Analysis to Support NYSERDA's Con Edison Gas Efficiency Program" reported in August 2005. Savings unit is MMBtu/unit. Baseline efficiency from DOE
24 | Natural Gas Boiler/Burner Consortium - http://www.energysolutionscenter.org/boilerburner/Eff_Improve/Efficiency/Oxygen_Control.asp
25 | Found a wide range (4% - 16%) of savings estimates based on literature review Used a mid-range savings estimate factor of 10%
26 | 5% - 10% improvement in energy associated with losses (Optimizing Steam Systems: Saving Energy and Money in Mexican Hotels, by David Jaber, Alliance to Save Energy) GDS estimates that poor insulation represents 15%- 20% of total gas input.
27 | Review of various internet sites including Zoo Fans (25%), Big Ass Fan Company (30%) and Energy Wales (20%)
28 | Natural Gas Energy Efficiency Resource Development Potential in New York, Final Report for NYSERDA, by Optimal Energy, ACEEE, VEIC, Resource Insight and Energy & Environmental Analysis, October 2006 - Appendix C -MD ENERGY SAVINGS FRACTIONS
29 | Flex Your Power, Demand Ventilation Control Reduces Kitchen Fan Energy Consumption by 50% to 70% and makeup air heating energy by 25%: http://www.fypower.org/news/?p=682
30 | Natural Gas Energy Efficiency Resource Development Potential in New York, Final Report for NYSERDA, by Optimal Energy, ACEEE, VEIC, Resource Insight and Energy & Environmental Analysis, October 2006 Appendix C - RET ENERGY SAVINGS FRACTIONS. (Average across all building types - varies significantly based on occupancy and ventilation requirements )
31 | ACEE, Emerging Energy Saving Technologies & Practices for the Buildings Sector, 2004 (6 zones at $575 per zone) p 102.
32 | Assessment of Energy and Capacity Savings Potential in Iowa’, Prepared for The Iowa Utility Association February 15, 2008. In Collaboration with Summit Blue Consulting, Nexant, Inc., A-TEC Energy Corporation, and Britt/Makela Group; Natural Gas Energy Efficiency Resource Development Potential in New York, Final Report for NYSERDA, by Optimal Energy, ACEEE, VEIC, Resource Insight and Energy & Environmental Analysis, October 2006 Appendix B p 40-44
33 | Actual average project cost provided by NGRID for NY projects
34 | ACEE, Emerging Energy Saving Technologies & Practices for the Buildings Sector, 2004
35 | Energy Efficiency and Renewable Energy Resource Development Potential in New York State - Final Report, Volume 5 Energy Efficiency Technical Appendices
36 | http://www.toolbase.org/Technology-Inventory/HVAC/hvac-smart-zoning-controls
37 | Energy Star Cost Calculator, Energy Star Website, www.energystar.gov.
38 | GasNetworks Aug08update - "Validating the Impacts of Programmable Thermostats." GasNetworks, January 2007
39 | EIA, 2003 CBECS, New England, Non Mall saturation, square footage
40 | For Combo Heating / Water Heating Units costs and savings add up similar separate equipment from water heating tab and space heating tab. Literature claims combined system equipment costs are higher, installation costs lower compared to separate systems.
41 | Gas Fired water Heater Screening Tool http://bea.ugi.esource.com/BEA1/PA/PA_WaterHeating/PA-41_calc
42 | Building Commissioning - A Golden Opportunity for Reducing Energy Costs and Greenhouse Gas Emissions. Lawrence Berkeley National Laboratory. Report Prepared for: California Energy Commission Public Interest Energy Research (PIER) - July 21, 2009
43 | GDS Natural Gas Energy Efficiency Potential in Massachusetts - April 2009
44 | MEMD Support Documentation - 2014 - Workbooks and Algorithms
45 | Michigan Baseline 2011: Commercial Baseline Report
46 | Codes and Standards Enhancement Initiative for PY2004: Title 20 Standards Development, Analysis of Standards Options for Portable Electric Spas, Davis Energy Group Energy Solutions, May 12, 2004
47 | Massachusetts Farm Energy Guides by Farm Sector: Best Management Practices for Greenhouses, 2010
48 | Public Service New Mexico Electric Energy Efficiency Potential Study; Itron, Inc., September 2006
49 | DTE Energy Commercial Baseline Study; Opinion Dynamics Corporation, October 2010
50 | GDS Maine Potential Study (GDS Engineering Estimates)
51 | U.S. Energy Information Administration, Model Documentation Report: Industrial Demand Module of the National Energy Modeling System, May 2013.
52 | GDS Maryland Gas Potential Study, 2011.
53 | Advancing Energy Efficeincy In Arkansas, ACEEE, March 2011, p. 173

## NG Soure References
Michigan Industrial Measure Database - Natural Gas
Measure Savings, Cost and Useful Life, Savings Factor, Remaining Factor Sources
Reference numbers designate source for information from Natural Gas Source List
Measure Name | Annual MMBTU Savings | Cost/Unit | Effective Measure Life | Savings Factor | Remaining Factor | Annual MMBTU Savings | Cost/Unit | Effective Measure Life | Savings Factor | Remaining Factor
Building Envelope | [5 empty] | Building Envelope
Integrated Building Design | 2 | 2 | 3 | 4 | 45 | 5 | 27 | 26 | 9 | 5
Energy Efficient Windows | 2 | 2 | 3 | 2 | 45 | 5 | 27 | 26 | 9 | 5
Ceiling Insulation R-11 to R-42 | 4 | 4 | 3 | 4 | 45 | 5 | 5 | 9 | 5 | 5
Wall Insulation R-7.5 to R13 | 2 | 2 | 3 | 4 | 45 | 5 | 27 | 9 | 5 | 5
Roof Insulation R-11 to R-24 | 2 | 2 | 3 | 4 | 45 | 5 | 5 | 9 | 5 | 5
Truck Loading Dock Seals | 2 | 2 | 3 | 4 | 45 | 5 | 9 | 9 | 5 | 74
HVAC Controls | [5 empty] | HVAC Controls
Programmable Thermostats | 38 | 37 | 3 | 43 | 45 | 5 | 76 | 5 | 76 | 5
EMS install | 2 | 2 | 3 | 48 | 45
EMS Optimization | 4 | 35 | 3 | 35 | 4 | 5 | 77 | 39 | 76 | 5
Retrocommissioning | 4 | 36 | 3 | 48 | 4 | 82 | 81 | 60 | 81 | 5
Conventional Boiler Use
High Efficiency Hot Water Boiler | 52 | 52 | 52 | 52 | 51
Condensing Boiler (<=300,000 Btu/h) (AFUE>90%) | 52 | 52 | 52 | 52 | 51
High Efficiency Steam Boiler | 52 | 52 | 52 | 52 | 51
High Efficiency Hot Water Boiler (>300,000 Btu/h) (Th. Eff. =85%-90%) | 52 | 52 | 52 | 52 | 51
Condensing Boiler (>300,000 Btu/h) (EF>90%) (Th. Eff. >=90%) | 52 | 52 | 52 | 52 | 51
High Efficiency Steam Boiler (>300,000 Btu/h) (Th. Eff. >=80%) | 52 | 52 | 52 | 52 | 51
Boiler Tune-Up | 52 | 52 | 52 | 52 | 51
Boiler Pipe Insulation | 52 | 52 | 52 | 52 | 51
Boiler Reset Controls | 52 | 52 | 52 | 52 | 51
O2 Burner Controls | 52 | 52 | 52 | 52 | 51
Linkageless Controls for Boilers | 52 | 52 | 52 | 52 | 51
Automatic Boiler Blowdown | 52 | 52 | 52 | 52 | 51
Repair Malfunctioning Steam Traps | 52 | 52 | 52 | 52 | 51
Insulate Steam Lines / Condensate Tank | 52 | 52 | 52 | 52 | 51
Process Heating
High Efficiency Hot Water Boiler | 44 | 44 | 44 | 44 | 3
Condensing Boiler (>300,000 Btu/h) (EF>90%) (Th. Eff. >=90%) | 52 | 52 | 52 | 52 | 51
High Efficiency Steam Boiler | 44 | 44 | 44 | 44 | 3
Repair Malfunctioning Steam Traps | 52 | 52 | 52 | 52 | 51
Direct Contact Water Heater | 52 | 52 | 52 | 52 | 51
Process Boiler Tune-Up | 52 | 52 | 52 | 52 | 51
Boiler Pipe Insulation | 52 | 52 | 52 | 52 | 51
Boiler Reset Controls | 52 | 52 | 52 | 52 | 51
O2 Burner Control for Process | 44 | 44 | 44 | 44 | 3
Linkageless Controls for Process Boilers | 44 | 44 | 44 | 44 | 3
Waste-Heat Recovery | 53 | 53 | 53 | 53 | 51
Regenerative Thermal Oxidizer vs. STO | 53 | 53 | 53 | 53 | 51
Regenerative Thermal Oxidizer vs. CTO | 53 | 53 | 53 | 53 | 51
Improved Sensors & Process Controls | 53 | 53 | 53 | 53 | 51
Refrigeration Heat Recovery | 53 | 53 | 53 | 53 | 51
Process Boiler Sequencing | 44 | 44 | 44 | 44 | 3
Process Boiler Stack Economizer | 44 | 44 | 44 | 44 | 3
Automatic Boiler Blowdown | 44 | 44 | 44 | 44 | 3
Modulated Boiler Controls for Process | 44 | 44 | 44 | 44 | 3
Air Compressor Exhaust Heat Recovery | 44 | 44 | 44 | 44 | 3
Process Dryer Exhaust Rate Control | 44 | 44 | 44 | 44 | 3
Facility HVAC
High Efficiency Furnace (<=300,000 Btu/h) (AFUE >=92%) | 52 | 52 | 52 | 52 | 51
Gas Unit Heater - Condensing | 52 | 52 | 52 | 52 | 51
Infrared Heater (low intensity - two stage) | 52 | 52 | 52 | 52 | 51
Insulate and Seal Ducts (New Aerosl Duct Sealing) | 52 | 52 | 52 | 52 | 51
Stack Heat Exchanger (Standard Economizer) | 52 | 52 | 52 | 52 | 51
Stack Heat Exchanger (Condensing Economizer) | 52 | 52 | 52 | 52 | 51
Heat Recovery: Air to Air | 52 | 52 | 52 | 52 | 51
Direct Fired Make-up Air System | 52 | 52 | 52 | 52 | 51
Agriculture
Greenhouse Under-Floor/Under-Bench Hydronic Heating | 44 | 44 | 44 | 44 | 3
Heat Curtains for Greenhouses | 44 | 44 | 44 | 44 | 3
Other Industrial -Grain Dryer | 44 | 44 | 44 | 44 | 3
IR Film for Greenhouses | 44 | 44 | 44 | 44 | 3

## NG Source List (hidden)
DC DDOE Commercial Measure Database - Natural Gas
Natural Gas Measure Sources
Source Number | Source | Index | Annual MMBTU Savings | Cost/Unit | Effective Measure Life | Savings Factor | Remaining Factor | Annual MMBTU Savings | Cost/Unit | Effective Measure Life | Savings Factor | Remaining Factor | Sum | Keep | New Source Number
1 | Energy Star Commercial Kitchen Equipment Savings Calculator | 1 | #N/A | #N/A | #N/A | #N/A | #N/A | [5 empty] | 0 | No | 1
2 | Gas Fired water Heater Screening Tool Esource - http://www.esource.com/BEA/demo/PDF/P_PA_41.pdf | 2 | #N/A | #N/A | #N/A | #N/A | #N/A | [5 empty] | 0 | No | 2
3 | Federal Energy Management Program (FEMP), Energy Cost Calculator for Electric and Gas Water Heaters | 3 | #N/A | #N/A | #N/A | #N/A | #N/A | [5 empty] | 0 | No | 3
4 | Energy Star - http://www.energystar.gov/index.cfm?c=gas_tankless.pr_savings_benefits | 4 | #N/A | #N/A | #N/A | #N/A | #N/A | [5 empty] | 0 | No | 4
5 | GDS Associates estimate based upon review of various customer and vendor surveys, baseline studies and potential studies conducted by GDS in other states | 5 | 5 | 5 | 5 | 5 | 5 | 1 | 1 | 1 | 1 | 1 | 5 | Yes | 5
6 | Efficiency Vermont Technical Reference User Manual (TRM) No. 2010-64 | 6 | #N/A | #N/A | #N/A | #N/A | #N/A | [5 empty] | 0 | No | 6
7 | Therma-Stor Return On Investment Calculation Form, http://www.thermastor.com/Heat-Recovery-water-Heaters/Heat-Recovery-ROI-Form.pdf | 7 | #N/A | #N/A | #N/A | #N/A | #N/A | [5 empty] | 0 | No | 7
8 | REBUILDING FOR EFFICIENCY: Improving the Energy Use of Reconstructed Residences in South Florida; Danny Parker, Philip Fairey, Ross McCluney, Chris Gueymard, Ted Stedman, and Janet McIlvaine; Florida Solar Energy Center (FSEC), FSEC-CR-562-92 http://www.fsec.ucf.edu/en/publications/html/FSEC-CR-562-92/ | 8 | #N/A | #N/A | #N/A | #N/A | #N/A | [5 empty] | 0 | No | 8
9 | Natural Gas Energy Efficiency Resource Development Potential in New York, Final Report for NYSERDA, by Optimal Energy, ACEEE, VEIC, Resource Insight and Energy & Environmental Analysis, October 2006, Appendix C | 9 | #N/A | 9 | 9 | 9 | #N/A |  | 1 | 1 | 1 |  | 3 | Yes | 9
10 | US DOE- Federal Energy Management Program (FEMP): Energy Cost Calculator for Faucets & Shower Heads | 10 | #N/A | #N/A | #N/A | #N/A | #N/A | [5 empty] | 0 | No | 10
11 | US DOE- Federal Energy Management Program (FEMP): Heat Recovery from Wastewater Using a Gravity-Film Heat Exchanger | 11 | #N/A | #N/A | #N/A | #N/A | #N/A | [5 empty] | 0 | No | 11
12 | Food Service Technology Center, Pre-Rinse Spray Valve/Water Cost Calculator | 12 | #N/A | #N/A | #N/A | #N/A | #N/A | [5 empty] | 0 | No | 12
13 | CEE Commercial Kitchens Initiative, Program Guidance on Pre-Rinse Spray Valves | 13 | #N/A | #N/A | #N/A | #N/A | #N/A | [5 empty] | 0 | No | 13
14 | Energy Efficiency Potential of Gas-Fired Commercial Hot Water Heating Systems in Restaurants, An Emerging Technology Field Monitoring Study, FSTC Report 5011.07.04, Food Service Technology Center, April 2007 | 14 | #N/A | #N/A | #N/A | #N/A | #N/A | [5 empty] | 0 | No | 14
15 | US DOE - Energy Efficiency And Renewable Energy - Estimating a Solar Water Heater System's Cost | 15 | #N/A | #N/A | #N/A | #N/A | #N/A | [5 empty] | 0 | No | 15
17 | Gene Dedick - East Coast VP Sales - AquaRecycle - ph: 210-325-9258: 1,248,000 lbs/yr = 30 gpm washer-extractor system with lint shaker. | 17 | #N/A | #N/A | #N/A | #N/A | #N/A | [5 empty] | 0 | No | 16
18 | Energy Star, FEMP and EERE websites | 18 | #N/A | #N/A | #N/A | #N/A | #N/A | [5 empty] | 0 | No | 17
19 | Commercial Laundry Conservation Technologies - Bill Hoffman, James Riesenberger | 19 | #N/A | #N/A | #N/A | #N/A | #N/A | [5 empty] | 0 | No | 18
20 | http://www.aquarecycle.com/laundry-water-energy-savings.php | 20 | #N/A | #N/A | #N/A | #N/A | #N/A | [5 empty] | 0 | No | 19
21 | Commercial Laundry Conservation Technologies, Bill Hoffman, James Riesenberger | 21 | #N/A | #N/A | #N/A | #N/A | #N/A | [5 empty] | 0 | No | 20
22 | Trevor Brown Southeastern Laundry/Commercial Laundry Conservation Technologies - Bill Hoffman, James Riesenberger | 22 | #N/A | #N/A | #N/A | #N/A | #N/A | [5 empty] | 0 | No | 21
23 | Energy Star Commercial Clothes Washer Savings Calculator | 23 | #N/A | #N/A | #N/A | #N/A | #N/A | [5 empty] | 0 | No | 22
24 | US DOE - Energy Efficiency And Renewable Energy - Determining Gas Swimming Pool Heating Efficiency - http://apps1.eere.energy.gov/consumer/your_home/water_heating/index.cfm/mytopic=13170 | 24 | #N/A | #N/A | #N/A | #N/A | #N/A | [5 empty] | 0 | No | 23
25 | US DOE - Energy Conservation Standards for Residential Water Heaters, Direct Heating Equipment, and Pool Heaters; Federal Register, 75 FR 21981, April 27, 2010, Residential Heating Products Final Rule Technical Support Document, Chapter 8: Life-Cycle Cost and Payback Period Analyses | 25 | #N/A | #N/A | #N/A | #N/A | #N/A | [5 empty] | 0 | No | 24
26 | NYSERDA Deemed Savings Database, Rev 09-082006. | 26 | #N/A | #N/A | 26 | #N/A | #N/A |  |  | 1 |  |  | 1 | Yes | 25
27 | Revised DEER Measure Cost Summary (05_30_2008) Revised (06_02_2008) | 27 | #N/A | 27 | #N/A | #N/A | #N/A |  | 1 |  |  |  | 1 | Yes | 26
28 | Federal Energy Management Program (FEMP), Energy Cost Calculator for Commercial Boilers | 28 | #N/A | #N/A | #N/A | #N/A | #N/A | [5 empty] | 0 | No | 27
31 | http://www.buildings.com/articles/detail.aspx?contentID=6218,What Gas-Fired Infrared Heating Has to Offer, July 2008 | 31 | #N/A | #N/A | #N/A | #N/A | #N/A | [5 empty] | 0 | No | 28
32 | http://www.energysolutionscenter.org/boilerburner/Eff_Improve/Efficiency/Economizers.asp | 32 | #N/A | #N/A | #N/A | #N/A | #N/A | [5 empty] | 0 | No | 29
33 | http://www.energysolutionscenter.org/boilerburner/Eff_Improve/Efficiency/Flue_Condensers.asp | 33 | #N/A | #N/A | #N/A | #N/A | #N/A | [5 empty] | 0 | No | 30
34 | GDS Energy-10 simulation | 34 | #N/A | #N/A | #N/A | #N/A | #N/A | [5 empty] | 0 | No | 31
35 | Natural Gas Efficiency and Conservation Measure Resource Assessment for the Residential and Commercial Sectors, Prepared for the Energy Trust of Oregon by Ecotope, Inc, August 2003 (.02 therms/sf/yr assuming average 19,253 sq. ft ) | 35 | #N/A | #N/A | #N/A | #N/A | #N/A | [5 empty] | 0 | No | 32
36 | Correspondence with Big Ass Fans - Calculation based on warehouse average square footage (23,431), 80% heating efficiency, U-value of 0.2, 15 degrees F delta T, and annual heating hours of 2500 as per ARI Unitary Directory, 1992 | 36 | #N/A | #N/A | #N/A | #N/A | #N/A | [5 empty] | 0 | No | 33
37 | Gas Solutions for the Foodservice Industry, http://www.gfen.info/pdf/cookinggas0107.pdf | 37 | #N/A | #N/A | #N/A | #N/A | #N/A | [5 empty] | 0 | No | 34
38 | http://www.federalcorp.com/tech/economizer.PDF ($2120/MMBtu) | 38 | #N/A | #N/A | #N/A | #N/A | #N/A | [5 empty] | 0 | No | 35
39 | CALIFORNIA STATEWIDE COMMERCIAL SECTOR NATURAL GAS ENERGY EFFICIENCY POTENTIAL STUDY, Study ID #SW061, Prepared for Pacific Gas & Electric Company, Prepared by Mike Rufo and Fred Coito KEMA-XENERGY Inc., May 14, 2003; Questar 2006 DSM Market Characterization Report, Nexant, Appendix D (sqft) & E (cost/sqft). | 39 | #N/A | #N/A | 39 | #N/A | #N/A |  |  | 1 |  |  | 1 | Yes | 36
40 | Cost of the most common type of steam trap (Inverted bucket trap) according to Grainger catalog ranges from $125 - $147, plus one hour of labor @ $100/hr. http://www.grainger.com/Grainger/ecatalog/N-bkg/No-16/Ntt-inverted+bucket+trap?Ns=List+Price%7C0 | 40 | #N/A | #N/A | #N/A | #N/A | #N/A | [5 empty] | 0 | No | 37
41 | Greenheck sales representative cost and measure life information on 5,000 CFM model. ($4,500 materials, $1,000 labor, and $400 crane rental (to lift onto roof)) | 41 | #N/A | #N/A | #N/A | #N/A | #N/A | [5 empty] | 0 | No | 38
42 | Draft Measure Information Template – Kitchen Ventilation 2013 California Building Energy Efficiency Standards - April 2011 http://www.energy.ca.gov/title24/2013standards/prerulemaking/documents/2011-04-11_workshop/review/Kitchen_Ventilation_040611_draftv2.pdf | 42 | #N/A | #N/A | #N/A | #N/A | #N/A | [5 empty] | 0 | No | 39
43 | ACEE, Emerging Energy Saving Technologies & Practices for the Buildings Sector, 2004 p 102. (assumes 50,000 sq. ft. office building with 6 control points) - National Estimate Adjusted by GDS to be Maryland specific | 43 | #N/A | #N/A | #N/A | #N/A | #N/A | [5 empty] | 0 | No | 40
44 | GasNetworks estimate provided by Mike Pace, NGRID. CALIFORNIA STATEWIDE COMMERCIAL SECTOR NATURAL GAS ENERGY EFFICIENCY POTENTIAL STUDY also recommends 2.0%. | 44 | #N/A | #N/A | #N/A | #N/A | #N/A | [5 empty] | 0 | No | 41
45 | http://www.cleanboiler.org/Eff_Improve/Efficiency/Boiler_Reset_Control.asp | 45 | #N/A | #N/A | #N/A | #N/A | #N/A | [5 empty] | 0 | No | 42
46 | Measure information from Nexant's "Gas Energy Efficiency Measure Analysis to Support NYSERDA's Con Edison Gas Efficiency Program" reported in August 2005. Savings unit is MMBtu/unit. Baseline efficiency from DOE | 46 | #N/A | #N/A | #N/A | #N/A | #N/A | [5 empty] | 0 | No | 43
47 | Natural Gas Boiler/Burner Consortium - http://www.energysolutionscenter.org/boilerburner/Eff_Improve/Efficiency/Oxygen_Control.asp | 47 | #N/A | #N/A | #N/A | #N/A | #N/A | [5 empty] | 0 | No | 44
48 | US DOE- Federal Energy Management Program (FEMP): Energy Cost Calculator for Commercial Gas Boilers - (baseline calculation assuming 11,700 MBtu/h) | 48 | #N/A | #N/A | #N/A | #N/A | #N/A | [5 empty] | 0 | No | 45
49 | Found a wide range (4% - 16%) of savings estimates based on literature review Used a mid-range savings estimate factor of 10% | 49 | #N/A | #N/A | #N/A | #N/A | #N/A | [5 empty] | 0 | No | 46
50 | 5% - 10% improvement in energy associated with losses (Optimizing Steam Systems: Saving Energy and Money in Mexican Hotels, by David Jaber, Alliance to Save Energy) GDS estimates that poor insulation represents 15%- 20% of total gas input. | 50 | #N/A | #N/A | #N/A | #N/A | #N/A | [5 empty] | 0 | No | 47
51 | Review of various internet sites including Zoo Fans (25%), Big Ass Fan Company (30%) and Energy Wales (20%) | 51 | #N/A | #N/A | #N/A | #N/A | #N/A | [5 empty] | 0 | No | 48
52 | Natural Gas Energy Efficiency Resource Development Potential in New York, Final Report for NYSERDA, by Optimal Energy, ACEEE, VEIC, Resource Insight and Energy & Environmental Analysis, October 2006 - Appendix C -MD ENERGY SAVINGS FRACTIONS | 52 | #N/A | #N/A | #N/A | #N/A | #N/A | [5 empty] | 0 | No | 49
53 | Flex Your Power, Demand Ventilation Control Reduces Kitchen Fan Energy Consumption by 50% to 70% and makeup air heating energy by 25%: http://www.fypower.org/news/?p=682 | 53 | #N/A | #N/A | #N/A | #N/A | #N/A | [5 empty] | 0 | No | 50
54 | Natural Gas Energy Efficiency Resource Development Potential in New York, Final Report for NYSERDA, by Optimal Energy, ACEEE, VEIC, Resource Insight and Energy & Environmental Analysis, October 2006 Appendix C - RET ENERGY SAVINGS FRACTIONS. (Average across all building types - varies significantly based on occupancy and ventilation requirements ) | 54 | #N/A | #N/A | #N/A | #N/A | #N/A | [5 empty] | 0 | No | 51
55 | FEMP - Energy Cost Calculator for Commercial Boilers (81.9% TE) | 55 | #N/A | #N/A | #N/A | #N/A | #N/A | [5 empty] | 0 | No | 52
57 | DOE - Savings Analysis Spreadsheet - www1.eere.energy.gov/buildings/appliance_standards/commercial/docs/doe_heaters.xls | 57 | #N/A | #N/A | #N/A | #N/A | #N/A | [5 empty] | 0 | No | 53
58 | Conservative estimate based on various sources. 20 years used by Energy Star. http://www.energystar.gov/ia/business/bulk_purchasing/bpsavings_calc/Calc_Boilers.xls | 58 | #N/A | #N/A | #N/A | #N/A | #N/A | [5 empty] | 0 | No | 54
59 | Navigant - Incremental Cost Study Report DRAFT: July 2011 | 59 | #N/A | #N/A | #N/A | #N/A | #N/A | [5 empty] | 0 | No | 55
60 | The New England State Program Working Group Residential and Commercial/Industrial Measure Life Report for the ISO forward capacity market, June 2007. http://neep.org/uploads/EMV%20Forum/EMV%20Studies/measure_life_GDS%5B1%5D.pdf | 60 | #N/A | #N/A | 60 | #N/A | #N/A |  |  | 1 |  |  | 1 | Yes | 56
61 | Establishing Benchmarks for DOE Commercial Building R&D and Program Evaluation, M. Deru, B. Griffith, and P. Torcellini, ACEEE Summer Study, August 14−18, Conference Paper, NREL/CP 550-39834, Jun-06 (.105 CFM/ft2)/Revised DEER Measure Cost Summary (05_30_2008) Revised (06_02_2008) ($4.68 per Supply CFM) | 61 | #N/A | #N/A | #N/A | #N/A | #N/A | [5 empty] | 0 | No | 57
62 | East Coast Industries, Inc. Steam Trap Testing / Airborne UT, http://www.eci-ndt.com/airborne-ut-steam-trap-testing.html | 62 | #N/A | #N/A | #N/A | #N/A | #N/A | [5 empty] | 0 | No | 58
63 | Measure Life Report, New England State Program Working Group (SPWG) Reference Document for the ISO Forward Capacity Market (FCM), GDS Associates, June 2007/Oregon State Energy Efficiency Design Program, Guidelines for Oregon Administrative Rules, Chapter 330, Division 130, 1/2006 | 63 | #N/A | #N/A | #N/A | #N/A | #N/A | [5 empty] | 0 | No | 59
64 | ACEE, Emerging Energy Saving Technologies & Practices for the Buildings Sector, 2004 (6 zones at $575 per zone) p 102. | 64 | #N/A | #N/A | #N/A | #N/A | #N/A | [5 empty] | 0 | No | 60
65 | Knauf, Regional Sales Manager for Preferred Instruments (Lenox, MA) | 65 | #N/A | #N/A | #N/A | #N/A | #N/A | [5 empty] | 0 | No | 61
66 | US DOE, EERE website, Gas Swimming Pool Covers | 66 | #N/A | #N/A | #N/A | #N/A | #N/A | [5 empty] | 0 | No | 62
67 | http://www.energyfederation.org/consumer/default.php/cPath/27_52_266 | 67 | #N/A | #N/A | #N/A | #N/A | #N/A | [5 empty] | 0 | No | 63
68 | Assessment of Energy and Capacity Savings Potential in Iowa’, Prepared for The Iowa Utility Association February 15, 2008. In Collaboration with Summit Blue Consulting, Nexant, Inc., A-TEC Energy Corporation, and Britt/Makela Group; Natural Gas Energy Efficiency Resource Development Potential in New York, Final Report for NYSERDA, by Optimal Energy, ACEEE, VEIC, Resource Insight and Energy & Environmental Analysis, October 2006 Appendix B p 40-44 | 68 | #N/A | #N/A | #N/A | #N/A | #N/A | [5 empty] | 0 | No | 64
69 | http://www.webstaurantstore.com/t-s-b-0108-jetspray-pre-rinse-spray-valve/510B0108.html | 69 | #N/A | #N/A | #N/A | #N/A | #N/A | [5 empty] | 0 | No | 65
70 | AmeriMerc.com, commercial pool supplies (1000 sq. ft pool) | 70 | #N/A | #N/A | #N/A | #N/A | #N/A | [5 empty] | 0 | No | 66
71 | Actual average project cost provided by NGRID for NY projects | 71 | #N/A | #N/A | #N/A | #N/A | #N/A | [5 empty] | 0 | No | 67
72 | CoverStar Central Pool Cover Estimate - http://coverstarcentral.com/faq.php | 72 | #N/A | #N/A | #N/A | #N/A | #N/A | [5 empty] | 0 | No | 68
73 | http://www.aquathermindustries.com/products/ | 73 | #N/A | #N/A | #N/A | #N/A | #N/A | [5 empty] | 0 | No | 69
74 | California Statewide Commercial Sector Energy Efficiency Potential Study, July, 2002, C.1-3. | 74 | #N/A | #N/A | #N/A | #N/A | 74 |  |  |  |  | 1 | 1 | Yes | 70
75 | ACEE, Emerging Energy Saving Technologies & Practices for the Buildings Sector, 2004 | 75 | #N/A | #N/A | #N/A | #N/A | #N/A | [5 empty] | 0 | No | 71
76 | Energy Consumption Characteristics of Commercial Building HVAC Systems Volume III: Energy Savings Potential, TIAX LLC, July 2002 | 76 | #N/A | 76 | #N/A | 76 | #N/A |  | 1 |  | 1 |  | 2 | Yes | 72
77 | Energy Efficiency and Renewable Energy Resource Development Potential in New York State - Final Report, Volume 5 Energy Efficiency Technical Appendices | 77 | #N/A | 77 | #N/A | #N/A | #N/A |  | 1 |  |  |  | 1 | Yes | 73
78 | http://www.toolbase.org/Technology-Inventory/HVAC/hvac-smart-zoning-controls | 78 | #N/A | #N/A | #N/A | #N/A | #N/A | [5 empty] | 0 | No | 74
79 | American Council for an Energy Efficient Economy (ACEEE), Selecting Targets for Market Transformation Programs: A National Analysis, 1998 http://www.aceee.org/pubs/u981.htm | 79 | #N/A | #N/A | #N/A | #N/A | #N/A | [5 empty] | 0 | No | 75
80 | The Costs and Benefits of LEED-NC in Colorado, Prepared for the Governor's Office of Energy Management and Conservation by Enermodal Engineering, Inc., October 25, 2006 | 80 | #N/A | #N/A | #N/A | #N/A | #N/A | [5 empty] | 0 | No | 76
81 | Energy Star Cost Calculator, Energy Star Website, www.energystar.gov. | 81 | #N/A | 81 | #N/A | 81 | #N/A |  | 1 |  | 1 |  | 2 | Yes | 77
82 | GasNetworks Aug08update - "Validating the Impacts of Programmable Thermostats." GasNetworks, January 2007 | 82 | 82 | #N/A | #N/A | #N/A | #N/A | 1 |  |  |  |  | 1 | Yes | 78
83 | Natural Gas Efficiency and Conservation Measure Resource Assessment for the Residential and Commercial Sectors, Prepared for the Energy Trust of Oregon by Ecotope, Inc, August 2003 p19 & 75. | 83 | #N/A | #N/A | #N/A | #N/A | #N/A | [5 empty] | 0 | No | 79
84 | Energy Star Commercial Kitchen Equipment Savings Calculator | 84 | #N/A | #N/A | #N/A | #N/A | #N/A | [5 empty] | 0 | No | 80
85 | Food Service Technology Center - Life Cycle Cost Calculator | 85 | #N/A | #N/A | #N/A | #N/A | #N/A | [5 empty] | 0 | No | 81
86 | EIA, 2003 CBECS, New England, Non Mall saturation, square footage | 86 | #N/A | #N/A | #N/A | #N/A | #N/A | [5 empty] | 0 | No | 82
87 | Draft Final Report: Phase 2 Evaluation of the Efficiency Vermont Business Programs, December 2005. | 87 | #N/A | #N/A | #N/A | #N/A | #N/A | [5 empty] | 0 | No | 83
88 | http://www.reliant.com/en_US/Page/Generic/Public/esc_purchasing_advisor_duct_sealing_bus_gen.jsp | 88 | #N/A | #N/A | #N/A | #N/A | #N/A | [5 empty] | 0 | No | 84
89 | Improved Duct Sealing, ASHRAE Journal, May 2003. http://www.tiax.biz/aboutus/pdfs/ashrae_0501-03.pdf | 89 | #N/A | #N/A | #N/A | #N/A | #N/A | [5 empty] | 0 | No | 85
90 | Set Combo Water Heater / Furnance measure life to water heater lifetime | 90 | #N/A | #N/A | #N/A | #N/A | #N/A | [5 empty] | 0 | No | 86
91 | Set measures life sames as typical boilers | 91 | #N/A | #N/A | #N/A | #N/A | #N/A | [5 empty] | 0 | No | 87
92 | For Combo Heating / Water Heating Units costs and savings add up similar separate equipment from water heating tab and space heating tab. Literature claims combined system equipment costs are higher, installation costs lower compared to separate systems. | 92 | #N/A | #N/A | #N/A | #N/A | #N/A | [5 empty] | 0 | No | 88
93 | For Combo Heating / Water Heating Units set remaining factor to smallest remaining percentage of either small water heater or space heating device. | 93 | #N/A | #N/A | #N/A | #N/A | #N/A | [5 empty] | 0 | No | 89
[8 empty] | 1 | 3 | 5 | 2 | 1
16 | US DOE - Estimating a Storage, Demand, or Heat Pump Water Heater's Costs | 16 | #N/A | #N/A | #N/A | #N/A | #N/A | [5 empty] | 0 | No
24 | US DOE - Energy Efficiency And Renewable Energy - Determining Gas Swimming Pool Heating Efficiency - http://apps1.eere.energy.gov/consumer/your_home/water_heating/index.cfm/mytopic=13170 | 24 | #N/A | #N/A | #N/A | #N/A | #N/A | [5 empty] | 0 | No
29 | Discussion with Derrick Rhodes, owner of Mediclean Atlanta, distributor of Aeroseal product. Cost estimate of $ / sq. ft range between $0.50-$1.00 depending on business size and building charateristics. | 29 | #N/A | #N/A | #N/A | #N/A | #N/A | [5 empty] | 0 | No
30 | DOE - Savings Analysis Spreadsheet - www1.eere.energy.gov/buildings/appliance_standards/commercial/docs/doe_heaters.xls- | 30 | #N/A | #N/A | #N/A | #N/A | #N/A | [5 empty] | 0 | No
56 | Improved Duct Sealing, ASHRAE Journal, May 2003 | 56 | #N/A | #N/A | #N/A | #N/A | #N/A | [5 empty] | 0 | No