## Legend
Siting Priority 1 | MISO Queue | MISO Queue Generations have a MISO Q id. This id can be looked up on the "MISO Q id" tab.
| Other Region Queue | Other Regions queue units are have a county FIPS number associated with them and are located in the "all other Q ids tab".
| EV New Entrants | EV new entrants units have their name associated with them.
Siting Priority 2 | Brownfield Sites | All brownfield unit have a PB index number with them. This number is located in the "PowerBase Generator ID" tab
Siting Priority 3 | Retired/Mothballed Sites | EV retired/mothballed units have their name associated with them.
Siting Priority 4 | Greenfield sites Queue Canceled or EV Postponed | EV postponed units have have their name associated with them
Siting Priority 5 | Greenfield sites | All greenfield sites use a county FIPS number associated with them

## Gens Used in Siting
Ref ID | RRF | AREA | UNIT ID | PB_Name | Ref | 20% | Env | Reg | PMAX | Identifying Name | Cty FIPS (Queue) | Index # (PB) | plant ID (EV) | notes | State | Short_Name | TYPE | Region | Buss | Long | Lat
F1 | RRF | Entergy | Wind:1 | RRF Entergy Wind:1 |  | 2012 |  |  | 1000 | 141 |  |  |  | SPP Wind |  |  | WIND | Entergy
F2 | RRF | Entergy | Wind:2 | RRF Entergy Wind:2 |  | 2013 |  |  | 1000 | 141 |  |  |  | SPP Wind |  |  | WIND | Entergy
F3 | RRF | Entergy | Wind:3 | RRF Entergy Wind:3 |  | 2014 |  |  | 1000 | 141 |  |  |  | SPP Wind |  |  | WIND | Entergy
F4 | RRF | Entergy | Wind:4 | RRF Entergy Wind:4 |  | 2015 |  |  | 1000 | 141 |  |  |  | SPP Wind |  |  | WIND | Entergy
F5 | RRF | Entergy | Wind:5A | RRF Entergy Wind:5A |  | 2016 |  |  | 194.4 | 139 |  |  |  | SPP Wind |  |  | WIND | Entergy
F6 | RRF | Entergy | Wind:5B | RRF Entergy Wind:5B |  | 2016 |  |  | 554.8 | 140 |  |  |  | SPP Wind
F7 | RRF | Entergy | Wind:5C | RRF Entergy Wind:5C |  | 2016 |  |  | 204.8 | 141 |  |  |  | SPP Wind
F8 | RRF | Entergy | Wind:5D | RRF Entergy Wind:5D |  | 2016 |  |  | 46 | 142 |  |  |  | SPP Wind
F9 | RRF | Entergy | Wind:6 | RRF Entergy Wind:6 |  | 2017 |  |  | 1000 | 152 |  |  |  | SPP Wind |  |  | WIND | Entergy
F10 | RRF | Entergy | Wind:7A | RRF Entergy Wind:7A |  | 2018 |  |  | 25 | 152 |  |  |  | SPP Wind |  |  | WIND | Entergy
F11 | RRF | Entergy | Wind:7B | RRF Entergy Wind:7B |  | 2018 |  |  | 60.7 | 155 |  |  |  | SPP Wind
F12 | RRF | Entergy | Wind:7C | RRF Entergy Wind:7C |  | 2018 |  |  | 630.8 | 156 |  |  |  | SPP Wind
F13 | RRF | Entergy | Wind:7D | RRF Entergy Wind:7D |  | 2018 |  |  | 224.1 | 157 |  |  |  | SPP Wind
F14 | RRF | Entergy | Wind:7E | RRF Entergy Wind:7E |  | 2018 |  |  | 59.4 | 158 |  |  |  | SPP Wind
F15 | RRF | Entergy | Wind:8A | RRF Entergy Wind:8A |  | 2019 |  |  | 504.5 | 154 |  |  |  | SPP Wind |  |  | WIND | Entergy
F16 | RRF | Entergy | Wind:8B | RRF Entergy Wind:8B |  | 2019 |  |  | 495.5 | 155 |  |  |  | SPP Wind
F17 | RRF | Entergy | Wind:9A | RRF Entergy Wind:9A |  | 2020 |  |  | 976.2 | 153 |  |  |  | SPP Wind |  |  | WIND | Entergy
F18 | RRF | Entergy | Wind:9B | RRF Entergy Wind:9B |  | 2020 |  |  | 23.8 | 154 |  |  |  | SPP Wind
F19 | RRF | Entergy | Wind:10A | RRF Entergy Wind:10A |  | 2021 |  |  | 705 | 149 |  |  |  | SPP Wind |  |  | WIND | Entergy
F20 | RRF | Entergy | Wind:10B | RRF Entergy Wind:10B |  | 2021 |  |  | 295 | 150 |  |  |  | SPP Wind
F21 | RRF | Entergy | Wind:11A | RRF Entergy Wind:11A |  | 2022 |  |  | 333.333 | 146 |  |  |  | SPP Wind |  |  | WIND | Entergy
F22 | RRF | Entergy | Wind:11B | RRF Entergy Wind:11B |  | 2022 |  |  | 666.667 | 147 |  |  |  | SPP Wind
F23 | RRF | Entergy | Wind:12A | RRF Entergy Wind:12A |  | 2023 |  |  | 666.667 | 145 |  |  |  | SPP Wind |  |  | WIND | Entergy
F24 | RRF | Entergy | Wind:12B | RRF Entergy Wind:12B |  | 2023 |  |  | 333.334 | 146 |  |  |  | SPP Wind
F25 | RRF | Entergy | Wind:13A | RRF Entergy Wind:13A |  | 2024 |  |  | 24 | 135 |  |  |  | SPP Wind |  |  | WIND | Entergy
F26 | RRF | Entergy | Wind:13B | RRF Entergy Wind:13B |  | 2024 |  |  | 290.3 | 136 |  |  |  | SPP Wind
F27 | RRF | Entergy | Wind:13C | RRF Entergy Wind:13C |  | 2024 |  |  | 112.7 | 137 |  |  |  | SPP Wind
F28 | RRF | Entergy | Wind:13D | RRF Entergy Wind:13D |  | 2024 |  |  | 240 | 139 |  |  |  | SPP Wind
F29 | RRF | Entergy | Wind:13E | RRF Entergy Wind:13E |  | 2024 |  |  | 333 | 141
F30 | RRF | IESO | Wind:1 | RRF IESO Wind:1 |  | 2013 |  |  | 1000 | Bruce Nuclear |  | 518 |  |  |  |  | WIND | IESO
F31 | RRF | IESO | Wind:2 | RRF IESO Wind:2 |  | 2014 |  |  | 1000 | Erie Shores Wind |  | 1346 |  |  |  |  | WIND | IESO
F32 | RRF | IESO | Wind:3 | RRF IESO Wind:3 |  | 2015 |  |  | 1000 | Melancthon Grey:WND1 |  | 2672 |  |  |  |  | WIND | IESO
F33 | RRF | IESO | Wind:4 | RRF IESO Wind:4 |  | 2016 |  |  | 1000 | Peel Resources Recovery |  | 3279 |  |  |  |  | WIND | IESO
F34 | RRF | IESO | Wind:5 | RRF IESO Wind:5 |  | 2017 |  |  | 1000 | Bruce Nuclear |  | 518 |  |  |  |  | WIND | IESO
F35 | RRF | IESO | Wind:6 | RRF IESO Wind:6 |  | 2018 |  |  | 1000 | Erie Shores Wind |  | 1346 |  |  |  |  | WIND | IESO
F36 | RRF | IESO | Wind:7 | RRF IESO Wind:7 |  | 2019 |  |  | 1000 | Melancthon Grey:WND1 |  | 2672 |  |  |  |  | WIND | IESO
F37 | RRF | IESO | Wind:8 | RRF IESO Wind:8 |  | 2020 |  |  | 1000 | Peel Resources Recovery |  | 3279 |  |  |  |  | WIND | IESO
F38 | RRF | IESO | Wind:9 | RRF IESO Wind:9 |  | 2021 |  |  | 1000 | Bruce Nuclear |  | 518 |  |  |  |  | WIND | IESO
F39 | RRF | IESO | Wind:10 | RRF IESO Wind:10 |  | 2022 |  |  | 1000 | Lennox:1 |  | 2392 |  |  |  |  | WIND | IESO
F40 | RRF | IESO | Wind:11 | RRF IESO Wind:11 |  | 2023 |  |  | 1000 | Big Eddy:HYOP1 |  | 354 |  |  |  |  | WIND | IESO
F41 | RRF | IESO | Wind:12 | RRF IESO Wind:12 |  | 2024 |  |  | 1000 | Coniston:HYOP1 |  | 912 |  |  |  |  | WIND | IESO
F42 | RRF | MISOC | Coal:1A | RRF MISOC Coal:1A | 2020 |  |  |  | 300 | 38967-01 |  |  |  | MISO Q | IL
F43 | RRF | MISOC | Coal:1B | RRF MISOC Coal:1B | 2020 |  |  |  | 300 | 38967-02 |  |  |  | MISOQ | IL
F44 | RRF | MISOC | Coal:2 | RRF MISOC Coal:2 | 2020 |  |  |  | 600 | 38315-01 |  |  |  | MISOQ | IN
F45 | RRF | MISOC | Coal:3 | RRF MISOC Coal:3 | 2022 |  |  |  | 600 | 38315-01 |  |  |  | MISOQ | IN
F46 | RRF | MISOC | Coal:4 | RRF MISOC Coal:4 | 2022 |  |  |  | 600 | 38107-01 |  |  |  | MISOQ | MO
F47 | RRF | MISOC | Coal:5 | RRF MISOC Coal:5 | 2024 |  |  |  | 600 | 38273-01 |  |  |  | MISOQ | IL
F48 | RRF | MISOC | Coal:6 | RRF MISOC Coal:6 | 2024 |  |  |  | 600 | 38922-01 |  |  |  | MISOQ | IL
F49 | RRF | MISOC | Coal:7 | RRF MISOC Coal:7 |  |  |  | 2020 | 600 | Marion (SIPC):1 |  | 2578 |  | PB Existing | IL
F50 | RRF | MISOC | Coal:8 | RRF MISOC Coal:8 |  |  |  | 2020 | 600 | Prairie State Energy Campus:2 |  | 3468 |  | PB Planned | IL
F51 | RRF | MISOC | Coal:9 | RRF MISOC Coal:9 |  |  |  | 2022 | 600 | Hennepin:1 |  | 1839 |  | PB Existing | IL
F52 | RRF | MISOC | Coal:10 | RRF MISOC Coal:10 |  |  |  | 2022 | 600 | Pete 1 (IP&L):4 |  | 3311 |  | PB Existing | IL
F53 | RRF | MISOC | Coal:11 | RRF MISOC Coal:11 |  |  |  | 2024 | 600 | Gibson:1 |  | 1575 |  | PB Existing | IL
F54 | RRF | MISOC | Coal:12 | RRF MISOC Coal:12 |  |  |  | 2024 | 600 | Merom:1 |  | 2699 |  | PB Existing | IL
F55 | RRF | MISOC | CT:1 | RRF MISOC CT:1 | 2010 | 2010 |  |  | 600 | 39181-01 |  |  |  | Queue | IL
F56 | RRF | MISOC | CT:2 | RRF MISOC CT:2 | 2010 | 2010 |  |  | 600 | Gibson:GT1 |  | 1576 |  | PB Existing | IL |  | CT | MISOC
F57 | RRF | MISOC | CT:3 | RRF MISOC CT:3 | 2012 | 2013 |  |  | 600 | Worthington Plant:GT |  | 4757 |  |  |  |  | CT | MISOC
F58 | RRF | MISOC | CT:4 | RRF MISOC CT:4 | 2012 | 2013 |  |  | 600 | Alsey:1 |  | 98 |  |  |  |  | CT | MISOC
F59 | RRF | MISOC | CT:5 | RRF MISOC CT:5 | 2014 | 2020 |  |  | 600 | Pinckneyville:GT1 |  | 3337 |  |  |  |  | CT | MISOC
F60 | RRF | MISOC | CT:6 | RRF MISOC CT:6 | 2014 | 2020 |  |  | 600 | West Fork:GT1 |  | 4611 |  |  |  |  | CT | MISOC
F61 | RRF | MISOC | CT:7 | RRF MISOC CT:7 |  | 2022 |  |  | 600 | Reliant Energy Shelby County LP:GT1 |  | 3593 |  |  |  |  | CT | MISOC
F62 | RRF | MISOC | CT:8 | RRF MISOC CT:8 |  | 2022 |  |  | 600 | Vermillion Generating Station LLC |  | 4442 |  |  |  |  | CT | MISOC
F63 | RRF | MISOC | CT:9 | RRF MISOC CT:9 |  | 2024 |  |  | 600 | Goose Creek Energy Center:GT1 |  | 1614 |  |  |  |  | CT | MISOC
F64 | RRF | MISOC | CT:10 | RRF MISOC CT:10 |  | 2024 |  |  | 600 | Marion (SIPC):GT1 |  | 2579 |  |  |  |  | CT | MISOC
F65 | RRF | MISOC | CT:11 | RRF MISOC CT:11 |  |  | 2011 |  | 600 | Hoosier Energy Bedford: CT 1 |  | 1924
F66 | RRF | MISOC | CT:12 | RRF MISOC CT:12 |  |  | 2011 |  | 600 | Woodsdale:GT1 |  | 4751
F67 | RRF | MISOC | CT:13 | RRF MISOC CT:13 |  |  | 2014 |  | 600 | Henry:GT1 |  | 1844
F68 | RRF | MISOC | CT:14 | RRF MISOC CT:14 |  |  | 2014 |  | 600 | Raccoon Creek Energy Center:GT1 |  | 3540
F69 | RRF | MISOC | CT:15 | RRF MISOC CT:15 |  |  |  | 2010 | 600 | Venice (AUEP):7 |  | 4434
F70 | RRF | MISOC | CT:16 | RRF MISOC CT:16 |  |  |  | 2010 | 600 | Interstate:1 |  | 2044
F71 | RRF | MISOC | CT:17 | RRF MISOC CT:17 |  |  |  | 2012 | 600 | Brown (SIGE):4 |  | 513
F72 | RRF | MISOC | CT:18 | RRF MISOC CT:18 |  |  |  | 2012 | 600 | Madison Generating Station:1 |  | 2525
F73 | RRF | MISOC | CT:19 | RRF MISOC CT:19 |  |  |  | 2014 | 600 | Georgetown CT |  | 1564
F74 | RRF | MISOC | CT:20 | RRF MISOC CT:20 |  |  |  | 2014 | 600 | Harding Street CT |  | 1776
F75 | RRF | MISOC | NUC:1 | RRF MISOC NUC:1 |  |  | 2022 |  | 1200 | Duane Arnold:11 |  | 1210 |  | MISOC Gen | IA |  | NUC | MISOC
F76 | RRF | MISOC | Wind:1 | RRF MISOC Wind:1 | 2010 | 2010 | 2010 | 2010 | 1000 | 209 |  |  |  | MISOC Wind |  |  | Wind | MISOC
F77 | RRF | MISOC | Wind:2 | RRF MISOC Wind:2 | 2012 | 2011 | 2012 | 2012 | 1000 | 205 |  |  |  | MISOC Wind |  |  | Wind | MISOC
F78 | RRF | MISOC | Wind:3 | RRF MISOC Wind:3 | 2017 | 2012 | 2017 | 2017 | 1000 | 205 |  |  |  | MISOC Wind |  |  | Wind | MISOC
F79 | RRF | MISOC | Wind:4A | RRF MISOC Wind:4A | 2020 | 2013 | 2020 | 2020 | 127 | 200 |  |  |  | MISOC Wind |  |  | Wind | MISOC
F80 | RRF | MISOC | Wind:4B | RRF MISOC Wind:4B | 2020 | 2013 | 2020 | 2020 | 384.5 | 201 |  |  |  | MISOC Wind
F81 | RRF | MISOC | Wind:4C | RRF MISOC Wind:4C | 2020 | 2013 | 2020 | 2020 | 1.5 | 202 |  |  |  | MISOC Wind
F82 | RRF | MISOC | Wind:4D | RRF MISOC Wind:4D | 2020 | 2013 | 2020 | 2020 | 61 | 203 |  |  |  | MISOC Wind
F83 | RRF | MISOC | Wind:4E | RRF MISOC Wind:4E | 2020 | 2013 | 2020 | 2020 | 283.5 | 205 |  |  |  | MISOC Wind
F84 | RRF | MISOC | Wind:4F | RRF MISOC Wind:4F | 2020 | 2013 | 2020 | 2020 | 136.5 | 208 |  |  |  | MISOC Wind
F85 | RRF | MISOC | Wind:4G | RRF MISOC Wind:4G | 2020 | 2013 | 2020 | 2020 | 6 | 209 |  |  |  | MISOC Wind
F86 | RRF | MISOC | Wind:5A | RRF MISOC Wind:5A | 2023 | 2014 | 2023 | 2023 | 189.5 | 209 |  |  |  | MISOC Wind |  |  | Wind | MISOC
F87 | RRF | MISOC | Wind:5B | RRF MISOC Wind:5B | 2023 | 2014 | 2023 | 2023 | 811 | 210 |  |  |  | MISOC Wind
F88 | RRF | MISOC | Wind:6 | RRF MISOC Wind:6 |  | 2015 |  |  | 1000 | 221 |  |  |  | MISOC Imported Wind |  |  | Wind | MISOC
F89 | RRF | MISOC | Wind:7 | RRF MISOC Wind:7 |  | 2016 |  |  | 1000 | 221 |  |  |  | MISOC Imported Wind |  |  | Wind | MISOC
F90 | RRF | MISOC | Wind:8 | RRF MISOC Wind:8 |  | 2017 |  |  | 1000 | 221 |  |  |  | MISOC Imported Wind |  |  | Wind | MISOC
F91 | RRF | MISOC | Wind:9A | RRF MISOC Wind:9A |  | 2018 |  |  | 254.4 | 221 |  |  |  | MISOC Imported Wind |  |  | Wind | MISOC
F92 | RRF | MISOC | Wind:9B | RRF MISOC Wind:9B |  | 2018 |  |  | 450.8 | 222 |  |  |  | MISOC Imported Wind
F93 | RRF | MISOC | Wind:9C | RRF MISOC Wind:9C |  | 2018 |  |  | 294.8 | 224 |  |  |  | MISOC Imported Wind
F94 | RRF | MISOC | Wind:10A | RRF MISOC Wind:10A |  | 2019 |  |  | 1.1 | 183 |  |  |  | MISOC Imported Wind |  |  | Wind | MISOC
F95 | RRF | MISOC | Wind:10B | RRF MISOC Wind:10B |  | 2019 |  |  | 385.5 | 191 |  |  |  | MISOC Imported Wind
F96 | RRF | MISOC | Wind:10C | RRF MISOC Wind:10C |  | 2019 |  |  | 581 | 192 |  |  |  | MISOC Imported Wind
F97 | RRF | MISOC | Wind:10D | RRF MISOC Wind:10D |  | 2019 |  |  | 32.4 | 193 |  |  |  | MISOC Imported Wind
F98 | RRF | MISOC | Wind:11A | RRF MISOC Wind:11A |  | 2020 |  |  | 244.3 | 134 |  |  |  | MISOC Imported Wind |  |  | Wind | MISOC
F99 | RRF | MISOC | Wind:11B | RRF MISOC Wind:11B |  | 2020 |  |  | 129.4 | 176 |  |  |  | MISOC Imported Wind
F100 | RRF | MISOC | Wind:11C | RRF MISOC Wind:11C |  | 2020 |  |  | 125.4 | 178 |  |  |  | MISOC Imported Wind
F101 | RRF | MISOC | Wind:11D | RRF MISOC Wind:11D |  | 2020 |  |  | 261.8 | 179 |  |  |  | MISOC Imported Wind
F102 | RRF | MISOC | Wind:11E | RRF MISOC Wind:11E |  | 2020 |  |  | 235.8 | 180 |  |  |  | MISOC Imported Wind
F103 | RRF | MISOC | Wind:11F | RRF MISOC Wind:11F |  | 2020 |  |  | 3.3 | 183 |  |  |  | MISOC Imported Wind
F104 | RRF | MISOC | Wind:12A | RRF MISOC Wind:12A |  | 2021 |  |  | 869.3 | 132 |  |  |  | MISOC Imported Wind |  |  | Wind | MISOC
F105 | RRF | MISOC | Wind:12B | RRF MISOC Wind:12B |  | 2021 |  |  | 85.8 | 133 |  |  |  | MISOC Imported Wind
F106 | RRF | MISOC | Wind:12C | RRF MISOC Wind:12C |  | 2021 |  |  | 44.9 | 134 |  |  |  | MISOC Imported Wind
F107 | RRF | MISOC | Wind:13 | RRF MISOC Wind:13 |  | 2022 |  |  | 1000 | 192 |  |  |  | MISOC Imported Wind |  |  | Wind | MISOC
F108 | RRF | MISOC | Wind:14 | RRF MISOC Wind:14 |  | 2023 |  |  | 1000 | 192 |  |  |  | MISOC Imported Wind |  |  | Wind | MISOC
F109 | RRF | MISOC | Wind:15 | RRF MISOC Wind:15 |  | 2024 |  |  | 1000 | 192 |  |  |  | MISOC Imported Wind |  |  | Wind | MISOC
F110 | RRF | MISOE | CC:1 | RRF MISOE CC:1 |  |  |  | 2012 | 600 | Whiting Refinery:CC |  | 4673 |  | PB Existing | IL
F111 | RRF | MISOE | CC:2 | RRF MISOE CC:2 |  |  |  | 2012 | 600 | Covert:CC3 |  | 954 |  | PB Existing | MI
F112 | RRF | MISOE | CC:3 | RRF MISOE CC:3 |  |  |  | 2015 | 600 | Jackson CCA |  | 2083 |  | PB Existing | MI
F113 | RRF | MISOE | CC:4 | RRF MISOE CC:4 |  |  |  | 2015 | 600 | Fremont Energy Center:CC |  | 1497 |  | PB Existing | OH
F114 | RRF | MISOE | Coal:1 | RRF MISOE Coal:1 | 2014 | 2015 |  |  | 600 | 39001-01 |  |  |  | MISO Q
F115 | RRF | MISOE | Coal:2 | RRF MISOE Coal:2 | 2014 | 2015 |  |  | 600 | 39002-02 |  |  |  | MISO Q
F116 | RRF | MISOE | Coal:3 | RRF MISOE Coal:3 | 2015 | 2020 |  |  | 600 | 39279-01 |  |  |  | MISO Q
F117 | RRF | MISOE | Coal:4 | RRF MISOE Coal:4 | 2015 | 2020 | 2015 |  | 600 | 39357-03 |  |  |  | MISO Q
F118 | RRF | MISOE | Coal:5 | RRF MISOE Coal:5 | 2020 |  | 2015 | 2024 | 600 | Rogers City Coal | 26141 |  |  | MI 21st Century Plan
F119 | RRF | MISOE | Coal:6 | RRF MISOE Coal:6 | 2020 |  |  |  | 600 | Brownfield Ashtabula (CEI): 5 |  | 175 |  | PB Existing
F120 | RRF | MISOE | Coal:7 | RRF MISOE Coal:7 | 2022 |  |  |  | 600 | Brownfield Michigan City: 12 |  | 2726 |  | PB Existing
F121 | RRF | MISOE | Coal:8 | RRF MISOE Coal:8 | 2022 |  |  |  | 600 | Brownfield Sammis:1 |  | 3802 |  | PB Existing
F122 | RRF | MISOE | Coal:9 | RRF MISOE Coal:9 |  |  |  | 2019 | 600 | Brownfield Burger:3 |  | 553 |  | PB Existing
F123 | RRF | MISOE | Coal:10 | RRF MISOE Coal:10 |  |  |  | 2019 | 600 | Brownfield Schafer:14 |  | 3836 |  | PB Existing
F124 | RRF | MISOE | Coal:11 | RRF MISOE Coal:11 |  |  |  | 2021 | 600 | Brownfield: Cobb:4 |  | 850 |  | PB Existing
F125 | RRF | MISOE | Coal:12 | RRF MISOE Coal:12 |  |  |  | 2021 | 600 | Brownfield Coal: St Clair |  |  | 1361 | Violated 25 Mile Rule
F126 | RRF | MISOE | Coal:13 | RRF MISOE Coal:13 |  |  |  | 2024 | 600 | M&M Energy Great Lakes Energy Plant |  |  | 910771 | EV EI Future - IGCC
F127 | RRF | MISOE | CT:1 | RRF MISOE CT:1 | 2010 | 2010 |  |  | 600 | 39245-05 |  |  |  | MISO Queue
F128 | RRF | MISOE | CT:2 | RRF MISOE CT:2 | 2010 | 2010 |  |  | 600 | West Lorain:GT1 |  | 4617 |  | PB Existing
F129 | RRF | MISOE | CT:3 | RRF MISOE CT:3 | 2010 | 2011 |  |  | 600 | Belle River:GT1 |  | 302 |  | PB Existing
F130 | RRF | MISOE | CT:4 | RRF MISOE CT:4 | 2010 | 2011 |  |  | 600 | Zeeland (MIR):GT1 |  | 4793 |  | PB Existing
F131 | RRF | MISOE | CT:5 | RRF MISOE CT:5 | 2012 | 2013 |  |  | 600 | Richland Peaking:GT1 |  | 3614 |  | PB Existing
F132 | RRF | MISOE | CT:6 | RRF MISOE CT:6 | 2012 | 2013 |  |  | 600 | Renaissance Power Project:GT1 |  | 3597 |  | PB Existing
F133 | RRF | MISOE | CT:7 | RRF MISOE CT:7 |  |  | 2010 |  | 600 | Edgewater (OH) |  |  | 1501 | EV EI Future - Retired not Reused
F134 | RRF | MISOE | CT:8 | RRF MISOE CT:8 |  |  | 2010 |  | 600 | Chieftian Power |  |  | 588137 | EV EI Future - Canceled CT
F135 | RRF | MISOE | CT:9 | RRF MISOE CT:9 |  |  | 2011 |  | 600 | Agusta Park Energy Facility |  |  | 587940 | EV EI Future - Canceled CT
F136 | RRF | MISOE | CT:10 | RRF MISOE CT:10 |  |  | 2011 |  | 600 | Ashtabula |  |  | 1493 | EV EI Future - Canceled CT
F137 | RRF | MISOE | CT:11 | RRF MISOE CT:11 |  |  | 2013 |  | 600 | Sumpter Township:GT1 |  | 4192 |  | PB Existing
F138 | RRF | MISOE | CT:12 | RRF MISOE CT:12 |  |  | 2013 |  | 600 | DTE East China:GT10 |  | 1207 |  | PB Existing
F139 | RRF | MISOE | CT:13 | RRF MISOE CT:13 |  |  |  | 2010 | 600 | Delray:39753 |  | 1142 |  | PB Existing
F140 | RRF | MISOE | CT:14 | RRF MISOE CT:14 |  |  |  | 2010 | 600 | Wood County:GT1 |  | 4743 |  | PB Existing
F141 | RRF | MISOE | CT:15 | RRF MISOE CT:15 |  |  |  | 2010 | 600 | Greenwood:GT1 |  | 1710 |  | PB Existing
F142 | RRF | MISOE | CT:16 | RRF MISOE CT:16 |  |  |  | 2010 | 600 | 491 E. 48th Street:7 |  | 7 |  | PB Existing
F143 | RRF | MISOE | CT:17 | RRF MISOE CT:17 |  |  |  | 2014 | 600 | 5 AC Station (NOLKEN):17TG |  | 8 |  | PB Existing
F144 | RRF | MISOE | CT:18 | RRF MISOE CT:18 |  |  |  | 2014 | 600 | Livingston Generating Station:1 |  | 2439 |  | PB Existing
F145 | RRF | MISOE | NUC:1 | RRF MISOE NUC:1 |  |  | 2019 |  | 1200 | Fermi:2 |  | 4798 |  | PB Existing
F146 | RRF | MISOE | NUC:2 | RRF MISOE NUC:2 |  |  | 2023 |  | 1200 | Perry (CEI):1 |  | 3297 |  | PB Existing
F147 | RRF | MISOE | Wind:1 | RRF MISOE Wind:1 |  | 2010 |  |  | 1000 | 215
F148 | RRF | MISOE | Wind:2 | RRF MISOE Wind:2 |  | 2011 |  |  | 1000 | 218
F149 | RRF | MISOE | Wind:3 | RRF MISOE Wind:3 |  | 2012 |  |  | 1000 | 218
F150 | RRF | MISOE | Wind:4A | RRF MISOE Wind:4A |  | 2013 |  |  | 302 | 214
F151 | RRF | MISOE | Wind:4B | RRF MISOE Wind:4B |  | 2013 |  |  | 76 | 215
F152 | RRF | MISOE | Wind:4C | RRF MISOE Wind:4C |  | 2013 |  |  | 18 | 216
F153 | RRF | MISOE | Wind:4D | RRF MISOE Wind:4D |  | 2013 |  |  | 1 | 217
F154 | RRF | MISOE | Wind:4E | RRF MISOE Wind:4E |  | 2013 |  |  | 603 | 218
F155 | RRF | MISOE | Wind:5 | RRF MISOE Wind:5 |  | 2014 |  |  | 1000 | 227
F156 | RRF | MISOE | Wind:6A | RRF MISOE Wind:6A |  | 2015 |  |  | 185.6 | 193
F157 | RRF | MISOE | Wind:6B | RRF MISOE Wind:6B |  | 2015 |  |  | 116.4 | 194
F158 | RRF | MISOE | Wind:6C | RRF MISOE Wind:6C |  | 2015 |  |  | 84 | 197
F159 | RRF | MISOE | Wind:6D | RRF MISOE Wind:6D |  | 2015 |  |  | 17.5 | 211
F160 | RRF | MISOE | Wind:6E | RRF MISOE Wind:6E |  | 2015 |  |  | 435 | 212
F161 | RRF | MISOE | Wind:6F | RRF MISOE Wind:6F |  | 2015 |  |  | 161.5 | 214
F162 | RRF | MISOE | Wind:7 | RRF MISOE Wind:7 |  | 2016 |  |  | 1000 | 180
F163 | RRF | MISOE | Wind:8 | RRF MISOE Wind:8 |  | 2017 |  |  | 1000 | 180
F164 | RRF | MISOE | Wind:9 | RRF MISOE Wind:9 |  | 2018 |  |  | 1000 | 180
F165 | RRF | MISOE | Wind:10 | RRF MISOE Wind:10 |  | 2019 |  |  | 1000 | 134
F166 | RRF | MISOE | Wind:11 | RRF MISOE Wind:11 |  | 2020 |  |  | 1000 | 132
F167 | RRF | MISOE | Wind:12A | RRF MISOE Wind:12A |  | 2021 |  |  | 205.1 | 123
F168 | RRF | MISOE | Wind:12B | RRF MISOE Wind:12B |  | 2021 |  |  | 222.2 | 124
F169 | RRF | MISOE | Wind:12C | RRF MISOE Wind:12C |  | 2021 |  |  | 270.6 | 125
F170 | RRF | MISOE | Wind:12D | RRF MISOE Wind:12D |  | 2021 |  |  | 88 | 126
F171 | RRF | MISOE | Wind:12E | RRF MISOE Wind:12E |  | 2021 |  |  | 88 | 128
F172 | RRF | MISOE | Wind:12F | RRF MISOE Wind:12F |  | 2021 |  |  | 126.1 | 132
F173 | RRF | MISOE | Wind:13A | RRF MISOE Wind:13A |  | 2022 |  |  | 3.3 | 119
F174 | RRF | MISOE | Wind:13B | RRF MISOE Wind:13B |  | 2022 |  |  | 108.6 | 120
F175 | RRF | MISOE | Wind:13C | RRF MISOE Wind:13C |  | 2022 |  |  | 217.8 | 121
F176 | RRF | MISOE | Wind:13D | RRF MISOE Wind:13D |  | 2022 |  |  | 584 | 122
F177 | RRF | MISOE | Wind:13E | RRF MISOE Wind:13E |  | 2022 |  |  | 86.3 | 123
F178 | RRF | MISOE | Wind:14 | RRF MISOE Wind:14 |  | 2023 |  |  | 1000 | 176
F179 | RRF | MISOE | Wind:15 | RRF MISOE Wind:15 |  | 2023 |  |  | 1000 | 176
F180 | RRF | MISOE | Wind:16 | RRF MISOE Wind:16 |  | 2024 |  |  | 1000 | 178
F181 | RRF | MISOE | Wind:17 | RRF MISOE Wind:17 |  | 2024 |  |  | 1000 | 180
F182 | RRF | MISOW | Coal:1 | RRF MISOW Coal:1 | 2014 | 2014 |  | 2020 | 600 | 38020-01 |  |  |  | Queue | SD
F183 | RRF | MISOW | Coal:2 | RRF MISOW Coal:2 | 2014 | 2014 |  |  | 600 | 38713-01 |  |  |  | Queue | ND
F184 | RRF | MISOW | Coal:3 | RRF MISOW Coal:3 | 2016 | 2016 |  |  | 600 | 38729-01 |  |  |  | Queue | IA
F185 | RRF | MISOW | Coal:4 | RRF MISOW Coal:4 | 2016 | 2016 |  |  | 600 | 38625-01 |  |  |  | Queue | WI
F186 | RRF | MISOW | Coal:5 | RRF MISOW Coal:5 | 2019 | 2019 |  |  | 600 | 39064-04 |  |  |  | Queue | IA
F187 | RRF | MISOW | Coal:6 | RRF MISOW Coal:6 | 2019 | 2019 |  |  | 600 | 38742-01 |  |  |  | Queue | MN
F188 | RRF | MISOW | Coal:7 | RRF MISOW Coal:7 | 2020 | 2020 |  |  | 600 | 39062-01 |  |  |  | Queue | ND
F189 | RRF | MISOW | Coal:8 | RRF MISOW Coal:8 | 2020 | 2020 |  |  | 600 | 38534-01 |  |  |  | Queue | ND
F190 | RRF | MISOW | Coal:9 | RRF MISOW Coal:9 | 2023 | 2023 |  |  | 600 | 38932-01 |  |  |  | Queue | SD
F191 | RRF | MISOW | Coal:10 | RRF MISOW Coal:10 | 2023 | 2023 |  |  | 600 | 38503-2 |  |  |  | Queue | WI
F192 | RRF | MISOW | Coal:11 | RRF MISOW Coal:11 | 2024 |  |  |  | 600 | 38476-01 |  |  |  | Queue | IA
F193 | RRF | MISOW | Coal:12 | RRF MISOW Coal:12 | 2024 |  |  | 2020 | 600 | Sherburne:1 |  | 3918 |  | PB Existing | MN
F194 | RRF | MISOW | Coal:13 | RRF MISOW Coal:13 |  |  | 2015 |  | 600 | 38694-01 |  |  |  | Queue | SD
F195 | RRF | MISOW | Coal:14 | RRF MISOW Coal:14 |  |  | 2015 |  | 600 | 37572-03 |  |  |  | Queue | ND
F196 | RRF | MISOW | Coal:15 | RRF MISOW Coal:15 |  |  | 2018 |  | 600 | 39064-04 |  |  |  | Queue | IA
F197 | RRF | MISOW | Coal:16 | RRF MISOW Coal:16 |  |  | 2018 |  | 600 | Boswell Energy Center:1 |  | 445 |  | PB Existing | MN
F198 | RRF | MISOW | Coal:17 | RRF MISOW Coal:17 |  |  |  | 2021 | 600 | Ottumwa - IES:11 |  | 3199 |  | PB Existing | IA
F199 | RRF | MISOW | Coal:18 | RRF MISOW Coal:18 |  |  |  | 2021 | 600 | Dewey:1 |  | 1156 |  | PB Existing | WI
F200 | RRF | MISOW | Coal:19 | RRF MISOW Coal:19 |  |  |  | 2024 | 600 | Columbia (WPL):11 |  | 887 |  | PB Existing | WI
F201 | RRF | MISOW | Coal:20 | RRF MISOW Coal:20 |  |  |  | 2024 | 600 | Coal Creek:1 |  | 848 |  | PB Existing | ND
F202 | RRF | MISOW | Ct:1 | RRF MISOW Ct:1 | 2013 | 2013 |  |  | 600 | 37928-02 |  |  |  | Queue | MN
F203 | RRF | MISOW | Ct:2 | RRF MISOW Ct:2 | 2013 | 2013 |  |  | 600 | 38723-01 |  |  |  | Queue | WI
F204 | RRF | MISOW | Ct:3 | RRF MISOW Ct:3 |  |  |  | 2013 | 600 | Rockgen Energy Center:1 |  | 3703 |  | PB Existing | WI
F205 | RRF | MISOW | Ct:4 | RRF MISOW Ct:4 |  |  |  | 2013 | 600 | Blue lake CT |  | 419 |  | PB Existing | MN
F206 | RRF | MISOW | Ct:5 | RRF MISOW Ct:5 |  |  |  | 2014 | 600 | Angus Anson:1 |  | 125 |  | PB Existing | SD
F207 | RRF | MISOW | Ct:6 | RRF MISOW Ct:6 |  |  |  | 2014 | 600 | Cambridge Station:GT2 |  | 611 |  | PB Existing | MN
F208 | RRF | MISOW | Ct:7 | RRF MISOW Ct:7 |  |  |  | 2016 | 600 | Lakefield Junction Generation Facility:GT1 |  | 2321 |  | PB Existing | MN
F209 | RRF | MISOW | Ct:8 | RRF MISOW Ct:8 |  |  |  | 2016 | 600 | Pleasant Valley Station:GT1 |  | 3385 |  | PB Existing | MN
F210 | RRF | MISOW | Ct:9 | RRF MISOW Ct:9 |  |  |  | 2018 | 600 | Concord:1 |  | 906 |  | PB Existing | WI
F211 | RRF | MISOW | Ct:10 | RRF MISOW Ct:10 |  |  |  | 2018 | 600 | De Pere Energy Center:GT |  | 1102 |  | PB Existing | WI
F212 | RRF | MISOW | NUC:1 | RRF MISOW NUC:1 |  |  | 2021 |  | 1200 | Prairie Island:1 |  | 3467 |  | PB Existing | MN
F213 | RRF | MISOW | NUC:2 | RRF MISOW NUC:2 |  |  | 2024 |  | 1200 | Kewaunee:1 |  | 2212 |  | PB Existing | WI
F214 | RRF | MISOW | Wind:1 | RRF MISOW Wind:1 | 2010 | 2010 | 2010 | 2010 | 1000 | 123
F215 | RRF | MISOW | Wind:2 | RRF MISOW Wind:2 | 2012 | 2012 | 2012 | 2012 | 1000 | 123
F216 | RRF | MISOW | Wind:3 | RRF MISOW Wind:3 | 2014 | 2014 | 2014 | 2014 | 1000 | 192 |  |  |  | MISO W Wis Mandate
F217 | RRF | MISOW | Wind:4 | RRF MISOW Wind:4 | 2015 | 2015 | 2015 | 2015 | 1000 | 193 |  |  |  | MISO W Wis Mandate
F218 | RRF | MISOW | Wind:5 | RRF MISOW Wind:5 | 2016 | 2016 | 2016 | 2016 | 1000 | 176
F219 | RRF | MISOW | Wind:6 | RRF MISOW Wind:6 | 2017 | 2017 | 2017 | 2017 | 1000 | 176
F220 | RRF | MISOW | Wind:7 | RRF MISOW Wind:7 | 2020 | 2020 | 2020 | 2020 | 1000 | 123
F221 | RRF | MISOW | Wind:8 | RRF MISOW Wind:8 |  | 2022 |  |  | 1000 | 123
F222 | RRF | MISOW | Wind:9 | RRF MISOW Wind:9 |  | 2023 |  |  | 1000 | 123
F223 | RRF | MISOW | Wind:10 | RRF MISOW Wind:10 |  | 2024 |  |  | 1000 | 123
F224 | RRF | MRO | CT:1A | RRF MRO CT:1A | 2021 | 2021 |  | 2021 | 100 | 38912-03 |  |  |  | Queue | SD
F225 | RRF | MRO | CT:1B | RRF MRO CT:1B | 2021 | 2021 |  | 2021 | 100 | 39211-01 |  |  |  | Queue | MT
F226 | RRF | MRO | CT:1C | RRF MRO CT:1C | 2021 | 2021 |  | 2021 | 300 | 39157-01 |  |  |  | Queue | SD
F227 | RRF | MRO | CT:1D | RRF MRO CT:1D | 2021 | 2021 |  | 2021 | 100 | 39232-03 |  |  |  | Queue | SD
F228 | RRF | MRO | CT:2A | RRF MRO CT:2A | 2021 | 2021 |  | 2021 | 100 | 38419-01 |  |  |  | Queue | SD
F229 | RRF | MRO | CT:2B | RRF MRO CT:2B | 2021 | 2021 |  | 2021 | 100 | 39055-01 |  |  |  | Queue | IA
F230 | RRF | MRO | CT:2C | RRF MRO CT:2C | 2021 | 2021 |  | 2021 | 200 | Cass County:GT1 |  | 684 |  | PB Existing | NE
F231 | RRF | MRO | CT:2D | RRF MRO CT:2D | 2021 | 2021 |  | 2021 | 200 | Exira:CT1 |  | 1360 |  | PB Existing | IA
F232 | RRF | MRO | Wind:1 | RRF MRO Wind:1 | 2015 | 2015 | 2015 | 2015 | 1000 | 123 |  |  |  | MRO Wind
F233 | RRF | MRO | Wind:2 | RRF MRO Wind:2 |  | 2021 |  |  | 1000 | 123 |  |  |  | MRO Wind
F234 | RRF | MRO | Wind:3 | RRF MRO Wind:3 |  | 2022 |  |  | 1000 | 123 |  |  |  | MRO Wind
F235 | RRF | MRO | Wind:4 | RRF MRO Wind:4 |  | 2023 |  |  | 1000 | 123 |  |  |  | MRO Wind
F236 | RRF | MRO | Wind:5 | RRF MRO Wind:5 |  | 2024 |  |  | 1000 | 123 |  |  |  | MRO Wind
F237 | RRF | NEISO | Coal:1 | RRF NEISO Coal:1 | 2015 | 2015 | 2016 | 2019 | 600 | Britol County | 25005 |  |  | NEISO Queue
F238 | RRF | NEISO | Coal:2 | RRF NEISO Coal:2 | 2015 | 2015 | 2016 | 2019 | 600 | Rumford Cogeneration Co:1 |  | 3752 |  | PB Existing
F239 | RRF | NEISO | CC:1 | RRF NEISO CC:1 | 2023 | 2023 |  |  | 600 | Rockingham | 33015 |  |  | NEISO Queue
F240 | RRF | NEISO | CC:2 | RRF NEISO CC:2 | 2023 | 2023 |  |  | 600 | Hampden | 25013 |  |  | NEISO Queue
F241 | RRF | NEISO | CC:3 | RRF NEISO CC:3 |  |  | 2024 |  | 600 | Norfolk | 25021 |  |  | NEISO Queue
F242 | RRF | NEISO | CC:4 | RRF NEISO CC:4 |  |  | 2024 |  | 600 | Plymouth | 25023 |  |  | NEISO Queue
F243 | RRF | NEISO | CC:5 | RRF NEISO CC:5 |  |  |  | 2015 | 600 | Newport | 44005 |  |  | NEISO Queue
F244 | RRF | NEISO | CC:6 | RRF NEISO CC:6 |  |  |  | 2015 | 600 | Bristol | 25005 |  |  | NEISO Queue
F245 | RRF | NEISO | CC:7 | RRF NEISO CC:7 |  |  |  | 2023 | 600 | Providence | 44007 |  |  | NEISO Queue
F246 | RRF | NEISO | CC:8 | RRF NEISO CC:8 |  |  |  | 2023 | 600 | Middlesex | 25017 |  |  | NEISO Queue
F247 | RRF | NEISO | CT:1 | RRF NEISO CT:1 | 2010 | 2010 | 2011 |  | 600 | Middlesex | 25017 |  |  | NEISO Queue
F248 | RRF | NEISO | CT:2 | RRF NEISO CT:2 | 2010 | 2010 | 2011 |  | 600 | Worcester | 25027 |  |  | NEISO Queue
F249 | RRF | NEISO | CT:3 | RRF NEISO CT:3 | 2012 | 2012 | 2013 |  | 600 | Norfolk | 25021 |  |  | NEISO Queue
F250 | RRF | NEISO | CT:4 | RRF NEISO CT:4 | 2012 | 2012 | 2013 | 2010 | 600 | Providence | 44007 |  |  | NEISO Queue
F251 | RRF | NEISO | CT:5 | RRF NEISO CT:5 | 2013 | 2013 | 2018 | 2010 | 600 | Hampden | 25013 |  |  | NEISO Queue
F252 | RRF | NEISO | CT:6 | RRF NEISO CT:6 | 2013 | 2013 | 2018 | 2012 | 600 | Essex | 25009 |  |  | NEISO Queue
F253 | RRF | NEISO | CT:7 | RRF NEISO CT:7 | 2017 | 2017 |  |  | 600 | Androscoggin Energy Center:GT1 |  | 124 |  | PB Existing
F254 | RRF | NEISO | CT:8 | RRF NEISO CT:8 | 2017 | 2017 |  |  | 600 | Bucksport Energy:GT |  | 541 |  | PB Existing
F255 | RRF | NEISO | CT:9 | RRF NEISO CT:9 | 2018 | 2018 |  |  | 600 | Devon (NRG):11 |  | 1155 |  | PB Existing
F256 | RRF | NEISO | CT:10 | RRF NEISO CT:10 | 2018 | 2018 |  |  | 600 | East River:GT1 |  | 1252 |  | PB Existing NYISO
F257 | RRF | NEISO | CT:11 | RRF NEISO CT:11 | 2021 | 2021 |  |  | 600 | Lakewood Cogeneration L/P:GT1 |  | 2331 |  | PB Existing PJM
F258 | RRF | NEISO | CT:12 | RRF NEISO CT:12 | 2021 | 2021 |  |  | 600 | Linden Cogen Plant (ECOAST):9 |  | 2424 |  | PB Existing PJM
F259 | RRF | NEISO | CT:13 | RRF NEISO CT:13 | 2022 | 2022 |  |  | 600 | Wallingford:GT1 |  | 4489 |  | PB Existing
F260 | RRF | NEISO | CT:14 | RRF NEISO CT:14 | 2022 | 2022 |  |  | 600 | Mystic:CC1 |  | 2924 |  | PB Existing CCs used for CT
F261 | RRF | NEISO | CT:15 | RRF NEISO CT:15 |  |  | 2022 |  | 600 | Lake Road:CC1 |  | 2315 |  | PB Existing CCs used for CT
F262 | RRF | NEISO | CT:16 | RRF NEISO CT:16 |  |  | 2022 |  | 600 | Fore River:CC1 |  | 1442 |  | PB Existing CCs used for CT
F263 | RRF | NEISO | CT:17 | RRF NEISO CT:17 |  |  |  | 2012 | 600 | AES Granite Ridge:CC1 |  | 36 |  | PB Existing CCs used for CT
F264 | RRF | NEISO | CT:18 | RRF NEISO CT:18 |  |  |  | 2013 | 600 | RI Hope Energy:CC1 |  | 3610 |  | PB Existing CCs used for CT
F265 | RRF | NEISO | CT:19 | RRF NEISO CT:19 |  |  |  | 2013 | 600 | Bellingham:CC1 |  | 312 |  | PB Existing CCs used for CT
F266 | RRF | NEISO | CT:20 | RRF NEISO CT:20 |  |  |  | 2015 | 600 | Blackstone (AMNAPO):CC1 |  | 394 |  | PB Existing CCs used for CT
F267 | RRF | NEISO | CT:21 | RRF NEISO CT:21 |  |  |  | 2015 | 600 | Manchester Street:10CC |  | 2545 |  | PB Existing CCs used for CT
F268 | RRF | NEISO | CT:22 | RRF NEISO CT:22 |  |  |  | 2017 | 600 | Stony Brook:CC1 |  | 4158 |  | PB Existing CCs used for CT
F269 | RRF | NEISO | CT:23 | RRF NEISO CT:23 |  |  |  | 2017 | 600 | Millennium Power Partners LP:CC1 |  | 2758 |  | PB Existing CCs used for CT
F270 | RRF | NEISO | NUC:1 | RRF NEISO NUC:1 | 2020 | 2020 |  |  | 1200 | New London | 09011 |  |  | NEISO Queue
F271 | RRF | NEISO | NUC:2 | RRF NEISO NUC:2 |  |  | 2020 |  | 1200 | Vermont Yankee:1 |  | 4443 |  | PB Existing
F272 | RRF | NEISO | NUC:3 | RRF NEISO NUC:3 |  |  |  | 2020 | 1200 | Seabrook:1 |  | 3858 |  | PB Existing
F273 | RRF | NEISO | Wind:1A | RRF NEISO Wind:1A | 2010 | 2010 | 2010 | 2010 | 131.133 | 347
F274 | RRF | NEISO | Wind:1B | RRF NEISO Wind:1B | 2010 | 2010 | 2010 | 2010 | 373.817 | 348
F275 | RRF | NEISO | Wind:1C | RRF NEISO Wind:1C | 2010 | 2010 | 2010 | 2010 | 18.959 | 350
F276 | RRF | NEISO | Wind:1D | RRF NEISO Wind:1D | 2010 | 2010 | 2010 | 2010 | 258.588 | 351
F277 | RRF | NEISO | Wind:1E | RRF NEISO Wind:1E | 2010 | 2010 | 2010 | 2010 | 217.503 | 352
F278 | RRF | NEISO | Wind:2A | RRF NEISO Wind:2A | 2010 | 2010 | 2010 | 2010 | 490.495 | 353
F279 | RRF | NEISO | Wind:2B | RRF NEISO Wind:2B | 2010 | 2010 | 2010 | 2010 | 4.505 | 354
F280 | RRF | NEISO | Wind:2C | RRF NEISO Wind:2C | 2010 | 2010 | 2010 | 2010 | 494.802 | 355
F281 | RRF | NEISO | Wind:2D | RRF NEISO Wind:2D | 2010 | 2010 | 2010 | 2010 | 10.198 | 356
F282 | RRF | NEISO | Wind:3A | RRF NEISO Wind:3A | 2010 | 2010 | 2010 | 2010 | 339.332 | 345
F283 | RRF | NEISO | Wind:3B | RRF NEISO Wind:3B | 2010 | 2010 | 2010 | 2010 | 0.668 | 346
F284 | RRF | NEISO | Wind:3C | RRF NEISO Wind:3C | 2010 | 2010 | 2010 | 2010 | 274.619 | 347
F285 | RRF | NEISO | Wind:3D | RRF NEISO Wind:3D | 2010 | 2010 | 2010 | 2010 | 55.432 | 349
F286 | RRF | NEISO | Wind:3E | RRF NEISO Wind:3E | 2010 | 2010 | 2010 | 2010 | 330 | 356
F287 | RRF | NEISO | Wind:4 | RRF NEISO Wind:4 | 2013 | 2013 | 2013 | 2013 | 1000 | 345
F288 | RRF | NEISO | Wind:5 | RRF NEISO Wind:5 | 2014 | 2014 | 2014 | 2014 | 1000 | 349
F289 | RRF | NEISO | Wind:6 | RRF NEISO Wind:6 | 2015 | 2015 | 2015 | 2015 | 1000 | 356
F290 | RRF | NEISO | Wind:7 | RRF NEISO Wind:7 | 2017 | 2017 | 2017 | 2017 | 1000 | 345
F291 | RRF | NEISO | Wind:8 | RRF NEISO Wind:8 | 2018 | 2018 | 2018 | 2018 | 1000 | 349
F292 | RRF | NEISO | Wind:9 | RRF NEISO Wind:9 | 2018 | 2018 | 2018 | 2018 | 1000 | 356
F293 | RRF | NEISO | Wind:10 | RRF NEISO Wind:10 | 2022 | 2022 | 2022 | 2022 | 1000 | 345
F294 | RRF | NEISO | Wind:11 | RRF NEISO Wind:11 |  | 2024 |  |  | 1000 | 349
F295 | RRF | NYISO | CC:1 | RRF NYISO CC:1 | 2011 | 2011 |  |  | 600 | 36055 | 36055 |  |  | NYISO Queue
F296 | RRF | NYISO | CC:2 | RRF NYISO CC:2 | 2011 | 2011 |  |  | 600 | 36093 | 36093 |  |  | NYISO Queue
F297 | RRF | NYISO | CC:3 | RRF NYISO CC:3 | 2012 | 2012 |  |  | 600 | 36071 | 36071 |  |  | NYISO Queue
F298 | RRF | NYISO | CC:4 | RRF NYISO CC:4 | 2012 | 2012 |  |  | 600 | 36081 | 36081 |  |  | NYISO Queue
F299 | RRF | NYISO | CC:5 | RRF NYISO CC:5 | 2013 | 2013 |  |  | 600 | 36047 | 36047 |  |  | NYISO Queue
F300 | RRF | NYISO | CC:6 | RRF NYISO CC:6 | 2013 | 2013 |  |  | 600 | 36061 | 36061 |  |  | NYISO Queue
F301 | RRF | NYISO | CC:7 | RRF NYISO CC:7 |  |  | 2011 |  | 600 | 36005 | 36005 |  |  | NYISO Queue
F302 | RRF | NYISO | CC:8 | RRF NYISO CC:8 |  |  | 2011 |  | 600 | 36061 | 36061 |  |  | NYISO Queue
F303 | RRF | NYISO | CC:9 | RRF NYISO CC:9 |  |  | 2012 | 2011 | 600 | 36063 | 36063 |  |  | NYISO Queue
F304 | RRF | NYISO | CC:10 | RRF NYISO CC:10 |  |  | 2012 | 2011 | 600 | 36103 | 36103 |  |  | NYISO Queue
F305 | RRF | NYISO | CC:11 | RRF NYISO CC:11 |  |  |  | 2012 | 600 | 36081 | 36081 |  |  | NYISO Queue
F306 | RRF | NYISO | CC:12 | RRF NYISO CC:12 |  |  |  | 2012 | 600 | 36083 | 36083 |  |  | NYISO Queue
F307 | RRF | NYISO | CC:13 | RRF NYISO CC:13 |  |  |  | 2013 | 600 | 36047 | 36047 |  |  | NYISO Queue
F308 | RRF | NYISO | CC:14 | RRF NYISO CC:14 |  |  |  | 2013 | 600 | 36081 | 36081 |  |  | NYISO Queue
F309 | RRF | NYISO | CC:15 | RRF NYISO CC:15 |  |  |  | 2016 | 600 | Independence Station (Site):CC1 |  | 2009 |  | PB Existing
F310 | RRF | NYISO | CC:16 | RRF NYISO CC:16 |  |  |  | 2016 | 600 | Astoria:CC |  | 182 |  | PB Existing
F311 | RRF | NYISO | NUC:1 | RRF NYISO NUC:1 |  |  | 2024 |  | 1200 | James A Fitzpatrick:1 |  | 2087 |  | PB Existing
F312 | RRF | NYISO | Coal:1 | RRF NYISO Coal:1 | 2016 | 2023 |  |  | 600 | Chenango County NY | 36017 |  |  | NYISO Queue | NY
F313 | RRF | NYISO | Coal:2 | RRF NYISO Coal:2 | 2016 | 2023 |  |  | 600 | Dunkirk (NRG):1 |  | 1216 |  | PB Existing | NY |  | COAL | NYISO
F314 | RRF | NYISO | Coal:3 | RRF NYISO Coal:3 | 2023 |  |  |  | 600 | AES Cayuga:1 |  | 34 |  | PB Existing | NY |  | COAL | NYISO
F315 | RRF | NYISO | Coal:4 | RRF NYISO Coal:4 | 2023 |  |  |  | 600 | Danskammer:3 |  | 1079 |  | PB Existing | NY |  | COAL | NYISO
F316 | RRF | NYISO | Coal:5 | RRF NYISO Coal:5 |  |  | 2015 |  | 600 | Hickling |  |  | 1460 | EV Retired Not Reused | NY |  | COAL | NYISO
F317 | RRF | NYISO | Coal:6 | RRF NYISO Coal:6 |  |  | 2015 |  | 600 | Chenango County NY | 36017 |  |  | NYISO Queue | NY
F318 | RRF | NYISO | Coal:7 | RRF NYISO Coal:7 |  |  |  | 2023 | 600 | AES Cayuga:1 |  | 34 |  | PB Existing | NY |  | COAL | NYISO
F319 | RRF | NYISO | Coal:8 | RRF NYISO Coal:8 |  |  |  | 2023 | 600 | Danskammer:3 |  | 1079 |  | PB Existing | NY |  | COAL | NYISO
F320 | RRF | NYISO | CT:1 | RRF NYISO CT:1 | 2010 | 2010 |  |  | 600 | Chemung County | 36015 |  |  | NYISO Queue
F321 | RRF | NYISO | CT:2 | RRF NYISO CT:2 | 2010 | 2010 |  |  | 600 | New York County | 36061 |  |  | NYISO Queue
F322 | RRF | NYISO | CT:3 | RRF NYISO CT:3 |  |  | 2010 |  | 600 | Chemung County | 36015 |  |  | NYISO Queue reused
F323 | RRF | NYISO | CT:4 | RRF NYISO CT:4 |  |  | 2010 |  | 600 | New York County | 36061 |  |  | NYISO Queue reused
F324 | RRF | NYISO | CT:5 | RRF NYISO CT:5 |  |  |  | 2010 | 600 | East River |  | 1252 |  | PB Existing
F325 | RRF | NYISO | CT:6 | RRF NYISO CT:6 |  |  |  | 2010 | 600 | Niagara County | 36063 |  |  | NYISO Queue
F326 | RRF | NYISO | Wind:1 | RRF NYISO Wind:1 | 2011 | 2011 | 2011 | 2011 | 1000 | 333 | [6 empty] | WIND | NYISO
F327 | RRF | NYISO | Wind:2 | RRF NYISO Wind:2 | 2012 | 2012 | 2012 | 2012 | 1000 | 336 | [6 empty] | WIND | NYISO
F328 | RRF | NYISO | Wind:3 | RRF NYISO Wind:3 | 2013 | 2013 | 2013 | 2013 | 1000 | 338 | [6 empty] | WIND | NYISO
F329 | RRF | NYISO | Wind:4 | RRF NYISO Wind:4 |  | 2015 |  |  | 1000 | 339 | [6 empty] | WIND | NYISO
F330 | RRF | NYISO | Wind:5 | RRF NYISO Wind:5 |  | 2016 |  |  | 1000 | 342 | [6 empty] | WIND | NYISO
F331 | RRF | NYISO | Wind:6 | RRF NYISO Wind:6 |  | 2017 |  |  | 1000 | 333 | [6 empty] | WIND | NYISO
F332 | RRF | NYISO | Wind:7 | RRF NYISO Wind:7 |  | 2018 |  |  | 1000 | 338 | [6 empty] | WIND | NYISO
F333 | RRF | NYISO | Wind:8 | RRF NYISO Wind:8 |  | 2019 |  |  | 1000 | 333 | [6 empty] | WIND | NYISO
F334 | RRF | NYISO | Wind:9 | RRF NYISO Wind:9 |  | 2020 |  |  | 1000 | 333 | [6 empty] | WIND | NYISO
F335 | RRF | NYISO | Wind:10A | RRF NYISO Wind:10A |  | 2021 |  |  | 12.5 | 333 | [6 empty] | WIND | NYISO
F336 | RRF | NYISO | Wind:10B | RRF NYISO Wind:10B |  | 2021 |  |  | 395 | 334 | [6 empty] | WIND | NYISO
F337 | RRF | NYISO | Wind:10C | RRF NYISO Wind:10C |  | 2021 |  |  | 168.75 | 335 | [6 empty] | WIND | NYISO
F338 | RRF | NYISO | Wind:10D | RRF NYISO Wind:10D |  | 2021 |  |  | 236.25 | 336
F339 | RRF | NYISO | Wind:10E | RRF NYISO Wind:10E |  | 2021 |  |  | 172.5 | 338
F340 | RRF | NYISO | Wind:10F | RRF NYISO Wind:10F |  | 2021 |  |  | 15 | 341
F341 | RRF | NYISO | Wind:11A | RRF NYISO Wind:11A |  | 2022 |  |  | 460 | 335
F342 | RRF | NYISO | Wind:11B | RRF NYISO Wind:11B |  | 2022 |  |  | 540 | 339
F343 | RRF | NYISO | Wind:12A | RRF NYISO Wind:12A |  | 2023 |  |  | 527.5 | 337
F344 | RRF | NYISO | Wind:12B | RRF NYISO Wind:12B |  | 2023 |  |  | 196.25 | 339
F345 | RRF | NYISO | Wind:12C | RRF NYISO Wind:12C |  | 2023 |  |  | 276.25 | 340
F346 | RRF | NYISO | Wind:13A | RRF NYISO Wind:13A |  | 2024 |  |  | 23.75 | 340 | [6 empty] | WIND | NYISO
F347 | RRF | NYISO | Wind:13B | RRF NYISO Wind:13B |  | 2024 |  |  | 977.5 | 342
F348 | RRF | PJM | Coal:1 | RRF PJM Coal:1 | 2014 | 2014 |  |  | 600 | 38748-01 |  |  |  | MISOQ | OH
F349 | RRF | PJM | Coal:2 | RRF PJM Coal:2 | 2014 | 2014 |  |  | 600 | 39098-03 |  |  |  | MISOQ | OH
F350 | RRF | PJM | Coal:3 | RRF PJM Coal:3 | 2014 | 2019 |  |  | 600 | 38988-01 |  |  |  | MISOQ | OH
F351 | RRF | PJM | Coal:4 | RRF PJM Coal:4 | 2014 | 2019 |  |  | 600 | 39098-03 |  |  |  | MISOQ | OH
F352 | RRF | PJM | Coal:5 | RRF PJM Coal:5 | 2016 | 2019 |  |  | 600 | 39098-03 |  |  |  | MISOQ | OH
F353 | RRF | PJM | Coal:6 | RRF PJM Coal:6 | 2016 | 2019 |  |  | 600 | 38383-01 |  |  |  | MISOQ | OH
F354 | RRF | PJM | Coal:7 | RRF PJM Coal:7 | 2016 | 2021 |  |  | 600 | 38383-01 |  |  |  | MISOQ | OH
F355 | RRF | PJM | Coal:8 | RRF PJM Coal:8 | 2016 | 2021 |  |  | 600 | 38383-01 |  |  |  | MISOQ | OH
F356 | RRF | PJM | Coal:9 | RRF PJM Coal:9 | 2016 | 2022 |  |  | 600 | 39098-05 |  |  |  | MISOQ | OH
F357 | RRF | PJM | Coal:10 | RRF PJM Coal:10 | 2016 | 2022 |  |  | 600 | 39098-04 |  |  |  | MISOQ | IN
F358 | RRF | PJM | Coal:11 | RRF PJM Coal:11 | 2017 | 2022 |  |  | 600 | 39098-03 |  |  |  | MISOQ | OH
F359 | RRF | PJM | Coal:12 | RRF PJM Coal:12 | 2017 | 2022 |  |  | 600 | Indeck Elwood Energy Center |  |  | 75071 | EV EI Future Proposed Coal | IL |  | COAL | PJM
F360 | RRF | PJM | Coal:13 | RRF PJM Coal:13 | 2017 | 2024 |  |  | 600 | 10005 | 10005 |  |  | PJM Queue | DE
F361 | RRF | PJM | Coal:14 | RRF PJM Coal:14 | 2017 | 2024 |  |  | 600 | 21119 | 21119 |  |  | PJM Queue | KY
F362 | RRF | PJM | Coal:15 | RRF PJM Coal:15 | 2018 |  |  |  | 600 | 34015 | 34015 |  |  | PJM Queue | NJ
F363 | RRF | PJM | Coal:16 | RRF PJM Coal:16 | 2018 |  |  |  | 600 | 39029 | 39029 |  |  | PJM Queue | OH
F364 | RRF | PJM | Coal:17 | RRF PJM Coal:17 | 2021 |  |  |  | 600 | 39003 | 39003 |  |  | PJM Queue | OH
F365 | RRF | PJM | Coal:18 | RRF PJM Coal:18 | 2021 |  |  |  | 600 | 42111 | 42111 |  |  | PJM Queue | PA
F366 | RRF | PJM | Coal:19 | RRF PJM Coal:19 | 2021 |  |  |  | 2400 | 39105 | 39105 |  |  | PJM Queue | OH
F367 | RRF | PJM | Coal:20 | RRF PJM Coal:20 | 2022 |  |  |  | 1200 | 39001 | 39001 |  |  | PJM Queue | OH
F368 | RRF | PJM | Coal:21 | RRF PJM Coal:21 | 2023 |  |  |  | 1200 | 54053 | 54053 |  |  | PJM Queue | WV
F369 | RRF | PJM | Coal:22 | RRF PJM Coal:22 | 2023 |  |  |  | 1200 | 42109 | 42109 |  |  | PJM Queue | PA
F370 | RRF | PJM | Coal:23 | RRF PJM Coal:23 | 2024 |  |  |  | 600 | 51195 | 51195 |  |  | PJM Queue | VA
F371 | RRF | PJM | Coal:24 | RRF PJM Coal:24 | 2024 |  |  |  | 600 | 54061 | 54061 |  |  | PJM Queue | WV
F372 | RRF | PJM | Coal:25 | RRF PJM Coal:25 | 2024 |  |  |  | 1200 | 42079 | 42079 |  |  | PJM Queue | PA
F373 | RRF | PJM | Coal:26 | RRF PJM Coal:26 |  |  | 2017 |  | 600 | Killen:21 |  | 2224 |  | PB Existing | OH
F374 | RRF | PJM | Coal:27 | RRF PJM Coal:27 |  |  | 2017 |  | 600 | Martins Creek |  |  | 1544 | EV EI Future Retired not Reused | PA
F375 | RRF | PJM | Coal:28 | RRF PJM Coal:28 |  |  |  | 2019 | 600 | Richmond Generating Station |  |  | 1552 | EV EI Future Retired not Reused | PA
F376 | RRF | PJM | Coal:29 | RRF PJM Coal:29 |  |  |  | 2019 | 600 | Philo |  |  | 76565 | EV EI Future Retired not Reused | OH
F377 | RRF | PJM | Coal:30 | RRF PJM Coal:30 |  |  |  | 2019 | 600 | Poston |  |  | 76704 | EV EI Future Retired not Reused | OH
F378 | RRF | PJM | Coal:31 | RRF PJM Coal:31 |  |  |  | 2019 | 600 | Kanawha River:1 |  | 2159 |  | PB Existing | WV
F379 | RRF | PJM | Coal:32 | RRF PJM Coal:32 |  |  |  | 2019 | 600 | Birchwood Power Facility:1 |  | 381 |  | PB Existing | VA
F380 | RRF | PJM | Coal:33 | RRF PJM Coal:33 |  |  |  | 2019 | 600 | Stuart:11 |  | 4173 |  | PB Existing | OH
F381 | RRF | PJM | Coal:34 | RRF PJM Coal:34 |  |  |  | 2020 | 600 | Shawville:1 |  | 3899 |  | PB Existing | PA
F382 | RRF | PJM | Coal:35 | RRF PJM Coal:35 |  |  |  | 2020 | 600 | Albright:1 |  | 62 |  | PB Existing | WV
F383 | RRF | PJM | Coal:36 | RRF PJM Coal:36 |  |  |  | 2021 | 600 | Amos:1 |  | 112 |  | PB Existing | WV
F384 | RRF | PJM | Coal:37 | RRF PJM Coal:37 |  |  |  | 2021 | 600 | Armstrong (ALENSU):1 |  | 154 |  | PB Existing | PA
F385 | RRF | PJM | Coal:38 | RRF PJM Coal:38 |  |  |  | 2021 | 600 | Big Sandy (KPC):1 |  | 364 |  | PB Existing | KY
F386 | RRF | PJM | Coal:39 | RRF PJM Coal:39 |  |  |  | 2021 | 600 | Bremo Bluff:3 |  | 476 |  | PB Existing | VA
F387 | RRF | PJM | Coal:40 | RRF PJM Coal:40 |  |  |  | 2021 | 600 | Cardinal:1 |  | 646 |  | PB Existing | OH
F388 | RRF | PJM | Coal:41 | RRF PJM Coal:41 |  |  |  | 2021 | 600 | Conemaugh:1 |  | 908 |  | PB Existing | PA
F389 | RRF | PJM | Coal:42 | RRF PJM Coal:42 |  |  |  | 2022 | 600 | Conesville:3 |  | 911 |  | PB Existing | OH
F390 | RRF | PJM | Coal:43 | RRF PJM Coal:43 |  |  |  | 2022 | 600 | Fort Martin (MONG):1 |  | 1460 |  | PB Existing | WV
F391 | RRF | PJM | Coal:44 | RRF PJM Coal:44 |  |  |  | 2022 | 600 | Gavin:1 |  | 1539 |  | PB Existing | OH
F392 | RRF | PJM | Coal:45 | RRF PJM Coal:45 |  |  |  | 2022 | 600 | Harrison:1 |  | 1797 |  | PB Existing | WV
F393 | RRF | PJM | Coal:46 | RRF PJM Coal:46 |  |  |  | 2022 | 600 | Hatfields Ferry Power Station:1 |  | 1808 |  | PB Existing | PA
F394 | RRF | PJM | Coal:47 | RRF PJM Coal:47 |  |  |  | 2022 | 600 | Homer City:1 |  | 1919 |  | PB Existing | PA
F395 | RRF | PJM | Coal:48 | RRF PJM Coal:48 |  |  |  | 2023 | 600 | Kammer:1 |  | 2158 |  | PB Existing | WV
F396 | RRF | PJM | Coal:49 | RRF PJM Coal:49 |  |  |  | 2023 | 600 | Keystone (RELIANT):1 |  | 2216 |  | PB Existing | PA
F397 | RRF | PJM | Coal:50 | RRF PJM Coal:50 |  |  |  | 2023 | 600 | Kyger Creek:1 |  | 2260 |  | PB Existing | OH
F398 | RRF | PJM | Coal:51 | RRF PJM Coal:51 |  |  |  | 2023 | 600 | Mitchell (OPC):1 |  | 2796 |  | PB Existing | WV
F399 | RRF | PJM | Coal:52 | RRF PJM Coal:52 |  |  |  | 2023 | 600 | Mount Storm (VIEP):1 |  | 2886 |  | PB Existing | WV
F400 | RRF | PJM | Coal:53 | RRF PJM Coal:53 |  |  |  | 2023 | 600 | Mountaineer:1 |  | 2894 |  | PB Existing | WV
F401 | RRF | PJM | Coal:54 | RRF PJM Coal:54 |  |  |  | 2024 | 600 | Muskingum River:1 |  | 2916 |  | PB Existing | OH
F402 | RRF | PJM | Coal:55 | RRF PJM Coal:55 |  |  |  | 2024 | 600 | Pleasants:1 |  | 3387 |  | PB Existing | WV
F403 | RRF | PJM | Coal:56 | RRF PJM Coal:56 |  |  |  | 2024 | 600 | Richard H. Gorsuch:1 |  | 3611 |  | PB Existing | OH
F404 | RRF | PJM | Coal:57 | RRF PJM Coal:57 |  |  |  | 2024 | 600 | Seward (RELIANT):PB1 |  | 3884 |  | PB Existing | PA
F405 | RRF | PJM | Coal:58 | RRF PJM Coal:58 |  |  |  | 2024 | 600 | Sporn:1 |  | 4058 |  | PB Existing | WV
F406 | RRF | PJM | Coal:59 | RRF PJM Coal:59 |  |  |  | 2024 | 600 | Willow Island:1 |  | 4701 |  | PB Existing | WV
F407 | RRF | PJM | CT:1 | RRF PJM CT:1 | 2018 | 2016 |  |  | 600 | 24017 | 24017 |  |  | PJM Queue
F408 | RRF | PJM | CT:2 | RRF PJM CT:2 | 2018 | 2016 |  |  | 600 | 24017 | 24017 |  |  | PJM Queue
F409 | RRF | PJM | CT:3 | RRF PJM CT:3 | 2018 | 2016 |  |  | 600 | 24017 | 24017 |  |  | PJM Queue
F410 | RRF | PJM | CT:4 | RRF PJM CT:4 | 2018 | 2016 |  |  | 600 | 24017 | 24017 |  |  | PJM Queue
F411 | RRF | PJM | CT:5 | RRF PJM CT:5 | 2019 | 2017 |  |  | 600 | 24017 | 24017 |  |  | PJM Queue
F412 | RRF | PJM | CT:6 | RRF PJM CT:6 | 2019 | 2017 |  |  | 600 | 51029 | 51029 |  |  | PJM Queue
F413 | RRF | PJM | CT:7 | RRF PJM CT:7 | 2019 | 2017 |  |  | 600 | 34015 | 34015 |  |  | PJM Queue
F414 | RRF | PJM | CT:8 | RRF PJM CT:8 | 2019 | 2017 |  |  | 600 | 34015 | 34015 |  |  | PJM Queue
F415 | RRF | PJM | CT:9 | RRF PJM CT:9 | 2019 | 2018 |  |  | 600 | 34015 | 34015 |  |  | PJM Queue
F416 | RRF | PJM | CT:10 | RRF PJM CT:10 | 2019 | 2018 |  |  | 600 | 34015 | 34015 |  |  | PJM Queue
F417 | RRF | PJM | CT:11 | RRF PJM CT:11 | 2020 | 2018 |  |  | 600 | 42017 | 42017 |  |  | PJM Queue
F418 | RRF | PJM | CT:12 | RRF PJM CT:12 | 2020 | 2018 |  |  | 600 | 42017 | 42017 |  |  | PJM Queue
F419 | RRF | PJM | CT:13 | RRF PJM CT:13 | 2020 | 2018 |  |  | 600 | 26159 | 26159 |  |  | PJM Queue
F420 | RRF | PJM | CT:14 | RRF PJM CT:14 | 2020 | 2018 |  |  | 600 | 26159 | 26159 |  |  | PJM Queue
F421 | RRF | PJM | CT:15 | RRF PJM CT:15 | 2022 | 2019 |  |  | 600 | 51187 | 51187 |  |  | PJM Queue
F422 | RRF | PJM | CT:16 | RRF PJM CT:16 | 2022 | 2019 |  |  | 600 | 51187 | 51187 |  |  | PJM Queue
F423 | RRF | PJM | CT:17 | RRF PJM CT:17 | 2022 | 2020 |  |  | 600 | 42011 | 42011 |  |  | PJM Queue
F424 | RRF | PJM | CT:18 | RRF PJM CT:18 | 2022 | 2020 |  |  | 600 | 42011 | 42011 |  |  | PJM Queue
F425 | RRF | PJM | CT:19 | RRF PJM CT:19 | 2023 | 2021 |  |  | 600 | 51187 | 51187 |  |  | PJM Queue
F426 | RRF | PJM | CT:20 | RRF PJM CT:20 | 2023 | 2021 |  |  | 600 | 51187 | 51187 |  |  | PJM Queue
F427 | RRF | PJM | CT:21 | RRF PJM CT:21 | 2024 | 2021 |  |  | 600 | 34013 | 34013 |  |  | PJM Queue
F428 | RRF | PJM | CT:22 | RRF PJM CT:22 | 2024 | 2021 |  |  | 600 | 34013 | 34013 |  |  | PJM Queue
F429 | RRF | PJM | CT:23 | RRF PJM CT:23 |  | 2023 |  |  | 600 | 34017 | 34017 |  |  | PJM Queue
F430 | RRF | PJM | CT:24 | RRF PJM CT:24 |  | 2023 |  |  | 600 | 34017 | 34017 |  |  | PJM Queue
F431 | RRF | PJM | CT:25 | RRF PJM CT:25 |  | 2023 |  |  | 600 | 34023 | 34023 |  |  | PJM Queue
F432 | RRF | PJM | CT:26 | RRF PJM CT:26 |  | 2023 |  |  | 600 | 34023 | 34023 |  |  | PJM Queue
F433 | RRF | PJM | CT:27 | RRF PJM CT:27 |  | 2023 |  |  | 600 | 34023 | 34023 |  |  | PJM Queue
F434 | RRF | PJM | CT:28 | RRF PJM CT:28 |  | 2023 |  |  | 600 | 34023 | 34023 |  |  | PJM Queue
F435 | RRF | PJM | CT:29 | RRF PJM CT:29 |  | 2024 |  |  | 600 | 34011 | 34011 |  |  | PJM Queue
F436 | RRF | PJM | CT:30 | RRF PJM CT:30 |  | 2024 |  |  | 600 | 42045 | 42045 |  |  | PJM Queue
F437 | RRF | PJM | CT:31 | RRF PJM CT:31 |  | 2024 |  |  | 600 | 17097 | 17097 |  |  | PJM Queue
F438 | RRF | PJM | CT:32 | RRF PJM CT:32 |  | 2024 |  |  | 600 | 51153 | 51153 |  |  | PJM Queue
F439 | RRF | PJM | CT:33 | RRF PJM CT:33 |  |  | 2018 |  | 600 | 17103 | 17103 |  |  | PJM Queue
F440 | RRF | PJM | CT:34 | RRF PJM CT:34 |  |  | 2018 |  | 600 | 39119 | 39119 |  |  | PJM Queue
F441 | RRF | PJM | CT:35 | RRF PJM CT:35 |  |  | 2018 |  | 600 | 42133 | 42133 |  |  | PJM Queue
F442 | RRF | PJM | CT:36 | RRF PJM CT:36 |  |  | 2018 |  | 600 | 51033 | 51033 |  |  | PJM Queue
F443 | RRF | PJM | CT:37 | RRF PJM CT:37 |  |  |  | 2014 | 600 | 24025 | 24025 |  |  | PJM Queue
F444 | RRF | PJM | CT:38 | RRF PJM CT:38 |  |  |  | 2014 | 600 | 10001 | 10001 |  |  | PJM Queue
F445 | RRF | PJM | CT:39 | RRF PJM CT:39 |  |  |  | 2014 | 600 | 24005 | 24005 |  |  | PJM Queue
F446 | RRF | PJM | CT:40 | RRF PJM CT:40 |  |  |  | 2014 | 600 | 24510 | 24510 |  |  | PJM Queue
F447 | RRF | PJM | CT:41 | RRF PJM CT:41 |  |  |  | 2016 | 600 | 51181 | 51181 |  |  | PJM Queue
F448 | RRF | PJM | CT:42 | RRF PJM CT:42 |  |  |  | 2016 | 600 | 51087 | 51087 |  |  | PJM Queue
F449 | RRF | PJM | CT:43 | RRF PJM CT:43 |  |  |  | 2016 | 600 | 34039 | 34039 |  |  | PJM Queue
F450 | RRF | PJM | CT:44 | RRF PJM CT:44 |  |  |  | 2016 | 600 | 42079 | 42079 |  |  | PJM Queue
F451 | RRF | PJM | CT:45 | RRF PJM CT:45 |  |  |  | 2016 | 600 | Elwood:GT1 |  | 1316 |  | PB Existing | IL |  | CT | PJM
F452 | RRF | PJM | CT:46 | RRF PJM CT:46 |  |  |  | 2016 | 600 | Reliant Energy Aurora LP:GT1 |  | 3590 |  | PB Existing | IL |  | CT | PJM
F453 | RRF | PJM | CT:47 | RRF PJM CT:47 |  |  |  | 2017 | 600 | Rolling Hills:GT1 |  | 3727 |  | PB Existing | OH |  | CT | PJM
F454 | RRF | PJM | CT:48 | RRF PJM CT:48 |  |  |  | 2017 | 600 | Fauquier County:GT1 |  | 1391 |  | PB Existing | VA |  | CT | PJM
F455 | RRF | PJM | CT:49 | RRF PJM CT:49 |  |  |  | 2017 | 600 | Rock Springs:GT1 |  | 3698 |  | PB Existing | MD |  | CT | PJM
F456 | RRF | PJM | CT:50 | RRF PJM CT:50 |  |  |  | 2017 | 600 | Lincoln Energy Center:GT1 |  | 2414 |  | PB Existing | IL |  | CT | PJM
F457 | RRF | PJM | CT:51 | RRF PJM CT:51 |  |  |  | 2017 | 600 | Armstrong County:GT1 |  | 155 |  | PB Existing | PA |  | CT | PJM
F458 | RRF | PJM | CT:52 | RRF PJM CT:52 |  |  |  | 2017 | 600 | Lee Generating Station:GT1 |  | 2387 |  | PB Existing | IL |  | CT | PJM
F459 | RRF | PJM | CT:53 | RRF PJM CT:53 |  |  |  | 2018 | 600 | Tait:GT1 |  | 4231 |  | PB Existing | OH |  | CT | PJM
F460 | RRF | PJM | CT:54 | RRF PJM CT:54 |  |  |  | 2018 | 600 | Remington Marsh Run:GT1 |  | 3595 |  | PB Existing | VA |  | CT | PJM
F461 | RRF | PJM | CT:55 | RRF PJM CT:55 |  |  |  | 2018 | 600 | Riverside:GT1 |  | 3659 |  | PB Existing | KY |  | CT | PJM
F462 | RRF | PJM | CT:56 | RRF PJM CT:56 |  |  |  | 2018 | 600 | University Park:GT1 |  | 4406 |  | PB Existing | IL |  | CT | PJM
F463 | RRF | PJM | CT:57 | RRF PJM CT:57 |  |  |  | 2018 | 600 | Robert Mone Plant:1 |  | 3676 |  | PB Existing | OH |  | CT | PJM
F464 | RRF | PJM | CT:58 | RRF PJM CT:58 |  |  |  | 2018 | 600 | Ceredo:GT1 |  | 721 |  | PB Existing | WV |  | CT | PJM
F465 | RRF | PJM | NUC:1 | RRF PJM NUC:1 |  |  | 2019 |  | 1200 | Donald C. Cook:1 |  | 1186 |  |  | MI |  | NUC | PJM
F466 | RRF | PJM | NUC:2 | RRF PJM NUC:2 |  |  | 2019 |  | 1200 | Oyster Creek:1 |  | 3214 |  |  | NJ |  | NUC | PJM
F467 | RRF | PJM | NUC:3 | RRF PJM NUC:3 |  |  | 2021 |  | 1200 | Three Mile Island |  | 4284 |  |  | PA |  | NUC | PJM
F468 | RRF | PJM | NUC:4 | RRF PJM NUC:4 |  |  | 2021 |  | 1200 | Surry:1 |  | 4203 |  |  | VA |  | NUC | PJM
F469 | RRF | PJM | NUC:5 | RRF PJM NUC:5 |  |  | 2022 |  | 1200 | Dresden:2 |  | 1205 |  |  | IL |  | NUC | PJM
F470 | RRF | PJM | NUC:6 | RRF PJM NUC:6 |  |  | 2022 |  | 1200 | Limerick (EXEGEN):1 |  | 2410 |  |  | PA
F471 | RRF | PJM | NUC:7 | RRF PJM NUC:7 |  |  | 2023 |  | 1200 | Peach Bottom:2 |  | 3271 |  |  | PA
F472 | RRF | PJM | NUC:8 | RRF PJM NUC:8 |  |  | 2023 |  | 1200 | Hope Creek (PSEGN):1 |  | 1929 |  |  | NJ
F473 | RRF | PJM | NUC:9 | RRF PJM NUC:9 |  |  | 2024 |  | 1200 | Byron (EXEGEN):1 |  | 581 |  |  | IL
F474 | RRF | PJM | NUC:10 | RRF PJM NUC:10 |  |  | 2024 |  | 1200 | Quad Cities:11 |  | 3529 |  |  | IL
F475 | RRF | PJM | Wind:1 | RRF PJM Wind:1 | 2010 | 2010 | 2010 | 2010 | 1000 | 318 |  |  |  | PJM WIND |  |  | WIND | PJM
F476 | RRF | PJM | Wind:2A | RRF PJM Wind:2A | 2010 | 2010 | 2010 | 2010 | 751 | 199 |  |  |  | PJM WIND |  |  | WIND | PJM
F477 | RRF | PJM | Wind:2B | RRF PJM Wind:2B | 2010 | 2010 | 2010 | 2010 | 249 | 207 |  |  |  | PJM WIND
F478 | RRF | PJM | Wind:3 | RRF PJM Wind:3 | 2010 | 2010 | 2010 | 2010 | 1000 | 207 |  |  |  | PJM WIND |  |  | WIND | PJM
F479 | RRF | PJM | Wind:4 | RRF PJM Wind:4 | 2010 | 2010 | 2010 | 2010 | 1000 | 315 |  |  |  | PJM WIND |  |  | WIND | PJM
F480 | RRF | PJM | Wind:5 | RRF PJM Wind:5 | 2010 | 2011 | 2010 | 2010 | 1000 | 322 |  |  |  | PJM WIND |  |  | WIND | PJM
F481 | RRF | PJM | Wind:6 | RRF PJM Wind:6 | 2010 | 2011 | 2010 | 2010 | 1000 | 330 |  |  |  | PJM WIND |  |  | WIND | PJM
F482 | RRF | PJM | Wind:7 | RRF PJM Wind:7 | 2010 | 2011 | 2010 | 2010 | 1000 | 330 |  |  |  | PJM WIND |  |  | WIND | PJM
F483 | RRF | PJM | Wind:8 | RRF PJM Wind:8 | 2013 | 2011 | 2013 | 2013 | 1000 | 220 |  |  |  | PJM WIND |  |  | WIND | PJM
F484 | RRF | PJM | Wind:9 | RRF PJM Wind:9 | 2013 | 2012 | 2013 | 2013 | 1000 | 322 |  |  |  | PJM WIND |  |  | WIND | PJM
F485 | RRF | PJM | Wind:10 | RRF PJM Wind:10 | 2014 | 2012 | 2014 | 2014 | 1000 | 330 |  |  |  | PJM WIND |  |  | WIND | PJM
F486 | RRF | PJM | Wind:11 | RRF PJM Wind:11 | 2015 | 2012 | 2015 | 2015 | 1000 | 220 |  |  |  | PJM WIND |  |  | WIND | PJM
F487 | RRF | PJM | Wind:12 | RRF PJM Wind:12 | 2015 | 2012 | 2015 | 2015 | 1000 | 315 |  |  |  | PJM WIND |  |  | WIND | PJM
F488 | RRF | PJM | Wind:13 | RRF PJM Wind:13 | 2016 | 2013 | 2016 | 2016 | 1000 | 322 |  |  |  | PJM WIND |  |  | WIND | PJM
F489 | RRF | PJM | Wind:14A | RRF PJM Wind:14A | 2017 | 2013 | 2017 | 2017 | 209.05 | 253 |  |  |  | PJM WIND |  |  | WIND | PJM
F490 | RRF | PJM | Wind:14B | RRF PJM Wind:14B | 2017 | 2013 | 2017 | 2017 | 2.7 | 315 |  |  |  | PJM WIND
F491 | RRF | PJM | Wind:14C | RRF PJM Wind:14C | 2017 | 2013 | 2017 | 2017 | 288.25 | 316 |  |  |  | PJM WIND
F492 | RRF | PJM | Wind:14D | RRF PJM Wind:14D | 2017 | 2013 | 2017 | 2017 | 500 | 332 |  |  |  | PJM WIND
F493 | RRF | PJM | Wind:15 | RRF PJM Wind:15 | 2017 | 2013 | 2017 | 2017 | 1000 | 330 |  |  |  | PJM WIND |  |  | WIND | PJM
F494 | RRF | PJM | Wind:16 | RRF PJM Wind:16 | 2019 | 2013 | 2019 | 2019 | 1000 | 330 |  |  |  | PJM WIND |  |  | WIND | PJM
F495 | RRF | PJM | Wind:17A | RRF PJM Wind:17A | 2019 | 2014 | 2019 | 2019 | 86 | 252 |  |  |  | PJM WIND |  |  | WIND | PJM
F496 | RRF | PJM | Wind:17B | RRF PJM Wind:17B | 2019 | 2014 | 2019 | 2019 | 899 | 254 |  |  |  | PJM WIND
F497 | RRF | PJM | Wind:17C | RRF PJM Wind:17C | 2019 | 2014 | 2019 | 2019 | 15 | 322 |  |  |  | PJM WIND
F498 | RRF | PJM | Wind:18 | RRF PJM Wind:18 | 2019 | 2014 | 2019 | 2019 | 1000 | 250 |  |  |  | PJM WIND |  |  | WIND | PJM
F499 | RRF | PJM | Wind:19A | RRF PJM Wind:19A | 2020 | 2014 | 2020 | 2020 | 203.8 | 330 |  |  |  | PJM WIND
F500 | RRF | PJM | Wind:19B | RRF PJM Wind:19B | 2020 | 2014 | 2020 | 2020 | 796.2 | 332 |  |  |  | PJM WIND
F501 | RRF | PJM | Wind:20 | RRF PJM Wind:20 | 2020 | 2014 | 2020 | 2020 | 1000 | 315 |  |  |  | PJM WIND |  |  | WIND | PJM
F502 | RRF | PJM | Wind:21A | RRF PJM Wind:21A | 2021 | 2015 | 2021 | 2021 | 49.5 | 252 |  |  |  | PJM WIND
F503 | RRF | PJM | Wind:21B | RRF PJM Wind:21B | 2021 | 2015 | 2021 | 2021 | 269 | 255 |  |  |  | PJM WIND
F504 | RRF | PJM | Wind:21C | RRF PJM Wind:21C | 2021 | 2015 | 2021 | 2021 | 58 | 320 |  |  |  | PJM WIND
F505 | RRF | PJM | Wind:21D | RRF PJM Wind:21D | 2021 | 2015 | 2021 | 2021 | 2.5 | 321 |  |  |  | PJM WIND
F506 | RRF | PJM | Wind:21E | RRF PJM Wind:21E | 2021 | 2015 | 2021 | 2021 | 462 | 323 |  |  |  | PJM WIND
F507 | RRF | PJM | Wind:21F | RRF PJM Wind:21F | 2021 | 2015 | 2021 | 2021 | 90.5 | 324 |  |  |  | PJM WIND
F508 | RRF | PJM | Wind:21G | RRF PJM Wind:21G | 2021 | 2015 | 2021 | 2021 | 35.5 | 325 |  |  |  | PJM WIND
F509 | RRF | PJM | Wind:21H | RRF PJM Wind:21H | 2021 | 2015 | 2021 | 2021 | 32.5 | 326 |  |  |  | PJM WIND
F510 | RRF | PJM | Wind:22A | RRF PJM Wind:22A | 2021 | 2015 | 2021 | 2021 | 16.8 | 246 |  |  |  | PJM WIND
F511 | RRF | PJM | Wind:22B | RRF PJM Wind:22B | 2021 | 2015 | 2021 | 2021 | 15.6 | 247 |  |  |  | PJM WIND
F512 | RRF | PJM | Wind:22C | RRF PJM Wind:22C | 2021 | 2015 | 2021 | 2021 | 112.2 | 248 |  |  |  | PJM WIND
F513 | RRF | PJM | Wind:22D | RRF PJM Wind:22D | 2021 | 2015 | 2021 | 2021 | 409.8 | 249 |  |  |  | PJM WIND
F514 | RRF | PJM | Wind:22E | RRF PJM Wind:22E | 2021 | 2015 | 2021 | 2021 | 110.8 | 250 |  |  |  | PJM WIND
F515 | RRF | PJM | Wind:22F | RRF PJM Wind:22F | 2021 | 2015 | 2021 | 2021 | 334.8 | 308 |  |  |  | PJM WIND
F516 | RRF | PJM | Wind:23 | RRF PJM Wind:23 | 2022 | 2015 | 2022 | 2022 | 1000 | 315 |  |  |  | PJM WIND |  |  | WIND | PJM
F517 | RRF | PJM | Wind:24 | RRF PJM Wind:24 | 2022 | 2015 | 2022 | 2022 | 1000 | 228 |  |  |  | PJM WIND |  |  | WIND | PJM
F518 | RRF | PJM | Wind:25 | RRF PJM Wind:25 | 2023 | 2016 | 2023 | 2023 | 1000 | 332 |  |  |  | PJM WIND |  |  | WIND | PJM
F519 | RRF | PJM | Wind:26 | RRF PJM Wind:26 | 2024 | 2016 | 2024 | 2024 | 1000 | 228 |  |  |  | PJM WIND |  |  | WIND | PJM
F520 | RRF | PJM | Wind:27 | RRF PJM Wind:27 | 2025 | 2016 | 2025 | 2025 | 1000 | 228 |  |  |  | PJM WIND |  |  | WIND | PJM
F521 | RRF | PJM | Wind:28 | RRF PJM Wind:28 |  | 2016 |  |  | 1000 | 332 |  |  |  | PJM WIND |  |  | WIND | PJM
F522 | RRF | PJM | Wind:29 | RRF PJM Wind:29 |  | 2017 |  |  | 1000 | 332 |  |  |  | PJM WIND |  |  | WIND | PJM
F523 | RRF | PJM | Wind:30 | RRF PJM Wind:30 |  | 2017 |  |  | 1000 | 307 |  |  |  | PJM WIND |  |  | WIND | PJM
F524 | RRF | PJM | Wind:31 | RRF PJM Wind:31 |  | 2017 |  |  | 1000 | 314 |  |  |  | PJM WIND |  |  | WIND | PJM
F525 | RRF | PJM | Wind:32 | RRF PJM Wind:32 |  | 2017 |  |  | 1000 | 228 |  |  |  | PJM WIND |  |  | WIND | PJM
F526 | RRF | PJM | Wind:33 | RRF PJM Wind:33 |  | 2018 |  |  | 1000 | 307 |  |  |  | PJM WIND |  |  | WIND | PJM
F527 | RRF | PJM | Wind:34 | RRF PJM Wind:34 |  | 2018 |  |  | 1000 | 314 |  |  |  | PJM WIND |  |  | WIND | PJM
F528 | RRF | PJM | Wind:35 | RRF PJM Wind:35 |  | 2018 |  |  | 1000 | 294 |  |  |  | PJM WIND |  |  | WIND | PJM
F529 | RRF | PJM | Wind:36 | RRF PJM Wind:36 |  | 2018 |  |  | 1000 | 294 |  |  |  | PJM WIND |  |  | WIND | PJM
F530 | RRF | PJM | Wind:37 | RRF PJM Wind:37 |  | 2019 |  |  | 1000 | 294 |  |  |  | PJM WIND |  |  | WIND | PJM
F531 | RRF | PJM | Wind:38 | RRF PJM Wind:38 |  | 2019 |  |  | 1000 | 294 |  |  |  | PJM WIND |  |  | WIND | PJM
F532 | RRF | PJM | Wind:39 | RRF PJM Wind:39 |  | 2019 |  |  | 1000 | 294 |  |  |  | PJM WIND |  |  | WIND | PJM
F533 | RRF | PJM | Wind:40A | RRF PJM Wind:40A |  | 2019 |  |  | 671.5 | 307 |  |  |  | PJM WIND |  |  | WIND | PJM
F534 | RRF | PJM | Wind:40B | RRF PJM Wind:40B |  | 2019 |  |  | 328.5 | 314 |  |  |  | PJM WIND
F535 | RRF | PJM | Wind:41 | RRF PJM Wind:41 |  | 2020 |  |  | 1000 | 123 |  |  |  | IMPORTED MISO WIND |  |  | WIND | PJM
F536 | RRF | PJM | Wind:42 | RRF PJM Wind:42 |  | 2020 |  |  | 1000 | 122 |  |  |  | IMPORTED MISO WIND |  |  | WIND | PJM
F537 | RRF | PJM | Wind:43 | RRF PJM Wind:43 |  | 2020 |  |  | 1000 | 120 |  |  |  | IMPORTED MISO WIND |  |  | WIND | PJM
F538 | RRF | PJM | Wind:44A | RRF PJM Wind:44A |  | 2020 |  |  | 109.3 | 117 |  |  |  | IMPORTED MISO WIND |  |  | WIND | PJM
F539 | RRF | PJM | Wind:44B | RRF PJM Wind:44B |  | 2020 |  |  | 596.4 | 118 |  |  |  | IMPORTED MISO WIND
F540 | RRF | PJM | Wind:44C | RRF PJM Wind:44C |  | 2020 |  |  | 294.3 | 119 |  |  |  | IMPORTED MISO WIND
F541 | RRF | PJM | Wind:45 | RRF PJM Wind:45 |  | 2021 |  |  | 1000 | 118 |  |  |  | IMPORTED MISO WIND |  |  | WIND | PJM
F542 | RRF | PJM | Wind:46 | RRF PJM Wind:46 |  | 2021 |  |  | 1000 | 118 |  |  |  | IMPORTED MISO WIND |  |  | WIND | PJM
F543 | RRF | PJM | Wind:47 | RRF PJM Wind:47 |  | 2021 |  |  | 1000 | 118 |  |  |  | IMPORTED MISO WIND |  |  | WIND | PJM
F544 | RRF | PJM | Wind:48 | RRF PJM Wind:48 |  | 2021 |  |  | 1000 | 117 |  |  |  | IMPORTED MISO WIND |  |  | WIND | PJM
F545 | RRF | PJM | Wind:49A | RRF PJM Wind:49A |  | 2022 |  |  | 3.3 | 113 |  |  |  | IMPORTED MISO WIND |  |  | WIND | PJM
F546 | RRF | PJM | Wind:49B | RRF PJM Wind:49B |  | 2022 |  |  | 50.4 | 114 |  |  |  | IMPORTED MISO WIND
F547 | RRF | PJM | Wind:49C | RRF PJM Wind:49C |  | 2022 |  |  | 35.4 | 115 |  |  |  | IMPORTED MISO WIND
F548 | RRF | PJM | Wind:49D | RRF PJM Wind:49D |  | 2022 |  |  | 465 | 116 |  |  |  | IMPORTED MISO WIND
F549 | RRF | PJM | Wind:49E | RRF PJM Wind:49E |  | 2022 |  |  | 445.9 | 117 |  |  |  | IMPORTED MISO WIND
F550 | RRF | PJM | Wind:50A | RRF PJM Wind:50A |  | 2022 |  |  | 392.3 | 111 |  |  |  | IMPORTED MISO WIND |  |  | WIND | PJM
F551 | RRF | PJM | Wind:50B | RRF PJM Wind:50B |  | 2022 |  |  | 596 | 112 |  |  |  | IMPORTED MISO WIND
F552 | RRF | PJM | Wind:50C | RRF PJM Wind:50C |  | 2022 |  |  | 11.7 | 113 |  |  |  | IMPORTED MISO WIND
F553 | RRF | PJM | Wind:51A | RRF PJM Wind:51A |  | 2022 |  |  | 855.3 | 110 |  |  |  | IMPORTED MISO WIND |  |  | WIND | PJM
F554 | RRF | PJM | Wind:51B | RRF PJM Wind:51B |  | 2022 |  |  | 144.7 | 111 |  |  |  | IMPORTED MISO WIND
F555 | RRF | PJM | Wind:52A | RRF PJM Wind:52A |  | 2022 |  |  | 348.3 | 108 |  |  |  | IMPORTED MISO WIND |  |  | WIND | PJM
F556 | RRF | PJM | Wind:52B | RRF PJM Wind:52B |  | 2022 |  |  | 584 | 109 |  |  |  | IMPORTED MISO WIND
F557 | RRF | PJM | Wind:52C | RRF PJM Wind:52C |  | 2022 |  |  | 67.7 | 110 |  |  |  | IMPORTED MISO WIND
F558 | RRF | PJM | Wind:53A | RRF PJM Wind:53A |  | 2023 |  |  | 3.3 | 102 |  |  |  | IMPORTED MISO WIND |  |  | WIND | PJM
F559 | RRF | PJM | Wind:53B | RRF PJM Wind:53B |  | 2023 |  |  | 3.3 | 103 |  |  |  | IMPORTED MISO WIND
F560 | RRF | PJM | Wind:53C | RRF PJM Wind:53C |  | 2023 |  |  | 4 | 104 |  |  |  | IMPORTED MISO WIND
F561 | RRF | PJM | Wind:53D | RRF PJM Wind:53D |  | 2023 |  |  | 523 | 105 |  |  |  | IMPORTED MISO WIND
F562 | RRF | PJM | Wind:53E | RRF PJM Wind:53E |  | 2023 |  |  | 194 | 106 |  |  |  | IMPORTED MISO WIND
F563 | RRF | PJM | Wind:53F | RRF PJM Wind:53F |  | 2023 |  |  | 0 | 107 |  |  |  | IMPORTED MISO WIND
F564 | RRF | PJM | Wind:53G | RRF PJM Wind:53G |  | 2023 |  |  | 275.7 | 108 |  |  |  | IMPORTED MISO WIND
F565 | RRF | PJM | Wind:54 | RRF PJM Wind:54 |  | 2023 |  |  | 1000 | 112 |  |  |  | IMPORTED MISO WIND |  |  | WIND | PJM
F566 | RRF | PJM | Wind:55 | RRF PJM Wind:55 |  | 2023 |  |  | 1000 | 112 |  |  |  | IMPORTED MISO WIND |  |  | WIND | PJM
F567 | RRF | PJM | Wind:56 | RRF PJM Wind:56 |  | 2023 |  |  | 1000 | 110 |  |  |  | IMPORTED MISO WIND |  |  | WIND | PJM
F568 | RRF | PJM | Wind:57 | RRF PJM Wind:57 |  | 2024 |  |  | 1000 | 110 |  |  |  | IMPORTED MISO WIND |  |  | WIND | PJM
F569 | RRF | PJM | Wind:58 | RRF PJM Wind:58 |  | 2024 |  |  | 1000 | 109 |  |  |  | IMPORTED MISO WIND |  |  | WIND | PJM
F570 | RRF | PJM | Wind:59 | RRF PJM Wind:59 |  | 2024 |  |  | 1000 | 108 |  |  |  | IMPORTED MISO WIND |  |  | WIND | PJM
F571 | RRF | PJM | Wind:60 | RRF PJM Wind:60 |  | 2024 |  |  | 1000 | 102 |  |  |  | IMPORTED MISO WIND |  |  | WIND | PJM
F572 | RRF | SERC | CC:1 | RRF SERC CC:1 |  |  | 2012 |  | 600 | Buck Steam Station (NC) |  |  | 1481 | EV EI CC Future Proposed | NC |  | CC | SERC
F573 | RRF | SERC | CC:2 | RRF SERC CC:2 |  |  | 2012 |  | 600 | Dan River (NC) |  |  | 1483 | EV EI CC Future Proposed | NC |  | CC | SERC
F574 | RRF | SERC | CC:3 | RRF SERC CC:3 |  |  |  | 2011 | 600 | Plant Harris:CC1 |  | 3366 |  | PB Existing | AL
F575 | RRF | SERC | CC:4 | RRF SERC CC:4 |  |  |  | 2011 | 600 | Santa Rosa (SKYSER):CC |  | 3817 |  | PB Existing | FL
F576 | RRF | SERC | CC:5 | RRF SERC CC:5 |  |  |  | 2012 | 600 | Plant Franklin:CC1 |  | 3365 |  | PB Existing | AL
F577 | RRF | SERC | CC:6 | RRF SERC CC:6 |  |  |  | 2012 | 600 | Urquhart - SCEG:CC1 |  | 4411 |  | PB Existing | SC
F578 | RRF | SERC | CC:7 | RRF SERC CC:7 |  |  |  | 2013 | 600 | Butler Warner Generating Plant:CC1 |  | 572 |  | PB Existing | NC
F579 | RRF | SERC | CC:8 | RRF SERC CC:8 |  |  |  | 2013 | 600 | Columbia Energy Center:CC |  | 888 |  | PB Existing | SC
F580 | RRF | SERC | Coal:1 | RRF SERC Coal:1 | 2014 | 2014 | 2014 | 2019 | 600 | Cliffside |  |  | 1482 | EV Future Proposed | NC |  | COAL | SERC
F581 | RRF | SERC | Coal:2 | RRF SERC Coal:2 | 2014 | 2014 |  |  | 600 | Cliffside |  |  | 1482 | EV Future Proposed | NC |  | COAL | SERC
F582 | RRF | SERC | Coal:3 | RRF SERC Coal:3 | 2014 | 2014 |  |  | 600 | Cliffside |  |  | 1482 | EV Future Proposed | NC |  | COAL | SERC
F583 | RRF | SERC | Coal:4 | RRF SERC Coal:4 | 2014 | 2014 | 2016 | 2019 | 600 | Pee Dee Coal |  |  | 870656 | EV Future Proposed | SC |  | COAL | SERC
F584 | RRF | SERC | Coal:5 | RRF SERC Coal:5 | 2015 | 2016 |  |  | 600 | Pee Dee Coal |  |  | 870656 | EV Future Proposed | SC |  | COAL | SERC
F585 | RRF | SERC | Coal:6 | RRF SERC Coal:6 | 2015 | 2016 |  |  | 600 | Pee Dee Coal |  |  | 870656 | EV Future Proposed | SC |  | COAL | SERC
F586 | RRF | SERC | Coal:7 | RRF SERC Coal:7 | 2016 | 2019 |  |  | 600 | Canadys:1 |  | 624 |  | PB Existing Coal | SC |  | COAL | SERC
F587 | RRF | SERC | Coal:8 | RRF SERC Coal:8 | 2016 | 2019 |  |  | 600 | Cope:ST1 |  | 928 |  | PB Existing Coal | SC |  | COAL | SERC
F588 | RRF | SERC | Coal:9 | RRF SERC Coal:9 | 2017 | 2020 |  |  | 600 | Cross:1 |  | 1028 |  | PB Existing Coal | SC |  | COAL | SERC
F589 | RRF | SERC | Coal:10 | RRF SERC Coal:10 | 2017 | 2020 |  |  | 600 | Greene County (ALAP):ST1 |  | 1694 |  | PB Existing Coal | AL |  | COAL | SERC
F590 | RRF | SERC | Coal:11 | RRF SERC Coal:11 | 2018 | 2020 |  |  | 600 | Hammond (GPCO):1 |  | 1753 |  | PB Existing Coal | GA |  | COAL | SERC
F591 | RRF | SERC | Coal:12 | RRF SERC Coal:12 | 2018 | 2020 |  |  | 600 | Harlee Branch:1 |  | 1780 |  | PB Existing Coal | GA |  | COAL | SERC
F592 | RRF | SERC | Coal:13 | RRF SERC Coal:13 | 2019 | 2021 |  |  | 600 | Jack Watson:4 |  | 2074 |  | PB Existing Coal | MS |  | COAL | SERC
F593 | RRF | SERC | Coal:14 | RRF SERC Coal:14 | 2019 | 2021 |  |  | 600 | Lansing Smith (GUPC):1 |  | 2342 |  | PB Existing Coal | FL |  | COAL | SERC
F594 | RRF | SERC | Coal:15 | RRF SERC Coal:15 | 2019 | 2021 |  |  | 600 | Lee (CPLC):1 |  | 2379 |  | PB Existing Coal | NC |  | COAL | SERC
F595 | RRF | SERC | Coal:16 | RRF SERC Coal:16 | 2019 | 2021 |  |  | 600 | Lowman (Tombigbee):1 |  | 2496 |  | PB Existing Coal | AL |  | COAL | SERC
F596 | RRF | SERC | Coal:17 | RRF SERC Coal:17 | 2020 | 2022 |  |  | 600 | Mayo:1 |  | 2619 |  | PB Existing Coal | NC |  | COAL | SERC
F597 | RRF | SERC | Coal:18 | RRF SERC Coal:18 | 2020 | 2022 |  |  | 600 | Morrow (SOMI):1 |  | 2872 |  | PB Existing Coal | MS |  | COAL | SERC
F598 | RRF | SERC | Coal:19 | RRF SERC Coal:19 | 2020 | 2024 |  |  | 600 | Roxboro:1 |  | 3746 |  | PB Existing Coal | NC |  | COAL | SERC
F599 | RRF | SERC | Coal:20 | RRF SERC Coal:20 | 2020 | 2024 |  |  | 600 | Sutton:1 |  | 4209 |  | PB Existing Coal | NC |  | COAL | SERC
F600 | RRF | SERC | Coal:21 | RRF SERC Coal:21 | 2021 | 2024 |  |  | 600 | Victor J. Daniel:1 |  | 4453 |  | PB Existing Coal | MS |  | COAL | SERC
F601 | RRF | SERC | Coal:22 | RRF SERC Coal:22 | 2021 | 2024 |  |  | 600 | Wansley:1 |  | 4499 |  | PB Existing Coal | GA |  | COAL | SERC
F602 | RRF | SERC | Coal:23 | RRF SERC Coal:23 | 2021 | 2024 |  |  | 600 | Winyah:1 |  | 4728 |  | PB Existing Coal | SC |  | COAL | SERC
F603 | RRF | SERC | Coal:24 | RRF SERC Coal:24 | 2021 | 2024 |  |  | 600 | Cross:5 |  | 1029 |  | PB Existing Coal | SC |  | COAL | SERC
F604 | RRF | SERC | Coal:25 | RRF SERC Coal:25 | 2021 |  |  |  | 600 | Asheville:1 |  | 167 |  | PB Existing Coal | NC |  | COAL | SERC
F605 | RRF | SERC | Coal:26 | RRF SERC Coal:26 | 2021 |  |  | 2019 | 600 | Canadys:1 |  | 624 |  | PB Existing Coal used twice | SC |  | COAL | SERC
F606 | RRF | SERC | Coal:27 | RRF SERC Coal:27 | 2022 |  |  | 2019 | 600 | Cope:ST1 |  | 928 |  | PB Existing Coal used twice | SC |  | COAL | SERC
F607 | RRF | SERC | Coal:28 | RRF SERC Coal:28 | 2022 |  |  | 2019 | 600 | Cross:1 |  | 1028 |  | PB Existing Coal used twice | SC |  | COAL | SERC
F608 | RRF | SERC | Coal:29 | RRF SERC Coal:29 | 2022 |  |  | 2019 | 600 | Greene County (ALAP):ST1 |  | 1694 |  | PB Existing Coal used twice | AL |  | COAL | SERC
F609 | RRF | SERC | Coal:30 | RRF SERC Coal:30 | 2022 |  |  | 2020 | 600 | Hammond (GPCO):1 |  | 1753 |  | PB Existing Coal used twice | GA |  | COAL | SERC
F610 | RRF | SERC | Coal:31 | RRF SERC Coal:31 | 2022 |  |  | 2020 | 600 | Harlee Branch:1 |  | 1780 |  | PB Existing Coal used twice | GA |  | COAL | SERC
F611 | RRF | SERC | Coal:32 | RRF SERC Coal:32 | 2022 |  |  | 2020 | 600 | Jack Watson:4 |  | 2074 |  | PB Existing Coal used twice | MS |  | COAL | SERC
F612 | RRF | SERC | Coal:33 | RRF SERC Coal:33 | 2023 |  |  | 2020 | 600 | Lansing Smith (GUPC):1 |  | 2342 |  | PB Existing Coal used twice | FL |  | COAL | SERC
F613 | RRF | SERC | Coal:34 | RRF SERC Coal:34 | 2023 |  |  | 2021 | 600 | Lee (CPLC):1 |  | 2379 |  | PB Existing Coal used twice | NC |  | COAL | SERC
F614 | RRF | SERC | Coal:35 | RRF SERC Coal:35 | 2023 |  |  | 2021 | 600 | Lowman (Tombigbee):1 |  | 2496 |  | PB Existing Coal used twice | AL |  | COAL | SERC
F615 | RRF | SERC | Coal:36 | RRF SERC Coal:36 | 2023 |  |  | 2021 | 600 | Mayo:1 |  | 2619 |  | PB Existing Coal used twice | NC |  | COAL | SERC
F616 | RRF | SERC | Coal:37 | RRF SERC Coal:37 | 2023 |  |  | 2021 | 600 | Morrow (SOMI):1 |  | 2872 |  | PB Existing Coal used twice | MS |  | COAL | SERC
F617 | RRF | SERC | Coal:38 | RRF SERC Coal:38 | 2023 |  |  | 2021 | 600 | Roxboro:1 |  | 3746 |  | PB Existing Coal used twice | NC |  | COAL | SERC
F618 | RRF | SERC | Coal:39 | RRF SERC Coal:39 | 2024 |  |  | 2021 | 600 | Sutton:1 |  | 4209 |  | PB Existing Coal used twice | NC |  | COAL | SERC
F619 | RRF | SERC | Coal:40 | RRF SERC Coal:40 | 2024 |  |  | 2022 | 600 | Victor J. Daniel:1 |  | 4453 |  | PB Existing Coal used twice | MS |  | COAL | SERC
F620 | RRF | SERC | Coal:41 | RRF SERC Coal:41 | 2024 |  |  | 2022 | 600 | Wansley:1 |  | 4499 |  | PB Existing Coal used twice | GA |  | COAL | SERC
F621 | RRF | SERC | Coal:42 | RRF SERC Coal:42 | 2024 |  |  | 2022 | 600 | Winyah:1 |  | 4728 |  | PB Existing Coal used twice | SC |  | COAL | SERC
F622 | RRF | SERC | Coal:43 | RRF SERC Coal:43 | 2024 |  |  | 2022 | 600 | Cross:5 |  | 1029 |  | PB Existing Coal used twice | SC |  | COAL | SERC
F623 | RRF | SERC | Coal:44 | RRF SERC Coal:44 | 2024 |  |  | 2022 | 600 | Asheville:1 |  | 167 |  | PB Existing Coal used twice | NC |  | COAL | SERC
F624 | RRF | SERC | Coal:45 | RRF SERC Coal:45 |  |  | 2014 | 2022 | 600 | Marion County: AL | 01093 |  |  | Greenfield Coal | AL
F625 | RRF | SERC | Coal:46 | RRF SERC Coal:46 |  |  | 2016 | 2023 | 600 | Hancock County: GA | 13141 |  |  | Greenfield Coal | GA
F626 | RRF | SERC | Coal:47 | RRF SERC Coal:47 |  |  |  | 2023 | 600 | Calhoun County: AL | 01015 |  |  | Greenfield Coal | AL
F627 | RRF | SERC | Coal:48 | RRF SERC Coal:48 |  |  |  | 2023 | 600 | Stephens County: GA | 13257 |  |  | Greenfield Coal | GA
F628 | RRF | SERC | Coal:49 | RRF SERC Coal:49 |  |  |  | 2023 | 600 | Rutherford County: NC | 37161 |  |  | Greenfield Coal | NC
F629 | RRF | SERC | Coal:50 | RRF SERC Coal:50 |  |  |  | 2023 | 600 | Columbus County: NC | 37047 |  |  | Greenfield Coal | NC
F630 | RRF | SERC | Coal:51 | RRF SERC Coal:51 |  |  |  | 2023 | 600 | Jasper County: SC | 45053 |  |  | Greenfield Coal | SC
F631 | RRF | SERC | Coal:52 | RRF SERC Coal:52 |  |  |  | 2024 | 600 | Dooly County: GA | 13093 |  |  | Greenfield Coal | GA
F632 | RRF | SERC | Coal:53 | RRF SERC Coal:53 |  |  |  | 2024 | 600 | Early County: GA | 13099 |  |  | Greenfield Coal | GA
F633 | RRF | SERC | Coal:54 | RRF SERC Coal:54 |  |  |  | 2024 | 600 | Dallas County: AL | 01047 |  |  | Greenfield Coal | AL
F634 | RRF | SERC | Coal:55 | RRF SERC Coal:55 |  |  |  | 2024 | 600 | Moore County: NC | 37125 |  |  | Greenfield Coal | NC
F635 | RRF | SERC | Coal:56 | RRF SERC Coal:56 |  |  |  | 2024 | 600 | Harrison County: MS | 28047 |  |  | Greenfield Coal | MS
F636 | RRF | SERC | Coal:57 | RRF SERC Coal:57 |  |  |  | 2024 | 600 | Haralson County: GA | 13143 |  |  | Greenfield Coal | GA
F637 | RRF | SERC | CT:1 | RRF SERC CT:1 | 2010 | 2010 |  | 2010 | 600 | Tenaska Georgia:GT1 |  | 4255 |  | PB Existing CTs W/in 35 buffer | GA |  | CT | SERC
F638 | RRF | SERC | CT:2 | RRF SERC CT:2 | 2010 | 2010 |  | 2010 | 600 | Broad River Energy Center:1 |  | 493 |  | PB Existing CTs W/in 35 buffer | SC |  | CT | SERC
F639 | RRF | SERC | CT:3 | RRF SERC CT:3 | 2011 | 2011 |  | 2011 | 600 | Rockingham Power Plant:1 |  | 3704 |  | PB Existing CTs W/in 35 buffer | NC |  | CT | SERC
F640 | RRF | SERC | CT:4 | RRF SERC CT:4 | 2011 | 2011 |  | 2011 | 600 | McIntosh:GT1 |  | 2649 |  | PB Existing CTs W/in 35 buffer | GA |  | CT | SERC
F641 | RRF | SERC | CT:5 | RRF SERC CT:5 | 2011 | 2011 |  | 2011 | 600 | Wayne County (CP&L):GT1 |  | 4567 |  | PB Existing CTs W/in 35 buffer | NC |  | CT | SERC
F642 | RRF | SERC | CT:6 | RRF SERC CT:6 | 2011 | 2011 |  | 2011 | 600 | West Georgia Generating Facility:GT1 |  | 4613 |  | PB Existing CTs W/in 35 buffer | GA |  | CT | SERC
F643 | RRF | SERC | CT:7 | RRF SERC CT:7 | 2011 | 2012 |  | 2012 | 600 | Washington County Power Plant:GT1 |  | 4519 |  | PB Existing CTs W/in 35 buffer | GA |  | CT | SERC
F644 | RRF | SERC | CT:8 | RRF SERC CT:8 | 2011 | 2012 |  | 2012 | 600 | Calhoun Energy Center:GT1 |  | 601 |  | PB Existing CTs W/in 35 buffer | AL |  | CT | SERC
F645 | RRF | SERC | CT:9 | RRF SERC CT:9 | 2012 | 2012 |  | 2013 | 600 | Talbot Energy Facility:GT1 |  | 4232 |  | PB Existing CTs W/in 35 buffer | GA |  | CT | SERC
F646 | RRF | SERC | CT:10 | RRF SERC CT:10 | 2012 | 2012 |  | 2013 | 600 | Mill Creek Station:GT1 |  | 2753 |  | PB Existing CTs W/in 35 buffer | SC |  | CT | SERC
F647 | RRF | SERC | CT:11 | RRF SERC CT:11 | 2012 | 2013 |  | 2013 | 600 | Rowan:GT1 |  | 3744 |  | PB Existing CTs W/in 35 buffer | NC |  | CT | SERC
F648 | RRF | SERC | CT:12 | RRF SERC CT:12 | 2012 | 2013 |  | 2013 | 600 | John S Rainey Generating Station:GT1 |  | 2124 |  | PB Existing CTs W/in 35 buffer | SC |  | CT | SERC
F649 | RRF | SERC | CT:13 | RRF SERC CT:13 | 2013 | 2013 |  | 2014 | 600 | Heard County Power Plant:1 |  | 1822 |  | PB Existing CTs W/in 35 buffer | GA |  | CT | SERC
F650 | RRF | SERC | CT:14 | RRF SERC CT:14 | 2013 | 2013 |  | 2014 | 600 | Monroe (CPLC):GT1 |  | 2817 |  | PB Existing CTs W/in 35 buffer | GA |  | CT | SERC
F651 | RRF | SERC | CT:15 | RRF SERC CT:15 | 2013 | 2013 |  | 2014 | 600 | Doyle Plant:GT1 |  | 1203 |  | PB Existing CTs W/in 35 buffer | GA |  | CT | SERC
F652 | RRF | SERC | CT:16 | RRF SERC CT:16 | 2013 | 2013 |  | 2014 | 600 | Monroe (MONPOW):GT1 |  | 2822 |  | PB Existing CTs W/in 35 buffer | GA |  | CT | SERC
F653 | RRF | SERC | CT:17 | RRF SERC CT:17 | 2013 | 2018 |  | 2014 | 600 | Hartwell Energy Limited Partne:1 |  | 1802 |  | PB Existing CTs W/in 35 buffer | GA |  | CT | SERC
F654 | RRF | SERC | CT:18 | RRF SERC CT:18 | 2013 | 2018 |  | 2014 | 600 | Smarr Energy Center:1 |  | 3964 |  | PB Existing CTs W/in 35 buffer | GA |  | CT | SERC
F655 | RRF | SERC | CT:19 | RRF SERC CT:19 |  | 2019 |  | 2016 | 600 | McIntosh-CAES:2 |  | 2645 |  | PB Existing CTs W/in 35 buffer | AL |  | CT | SERC
F656 | RRF | SERC | CT:20 | RRF SERC CT:20 |  | 2019 |  | 2016 | 600 | Robins:1 |  | 3680 |  | PB Existing CTs W/in 35 buffer | GA |  | CT | SERC
F657 | RRF | SERC | CT:21 | RRF SERC CT:21 |  | 2022 |  | 2016 | 600 | Baconton:GT1 |  | 212 |  | PB Existing CTs W/in 35 buffer | GA |  | CT | SERC
F658 | RRF | SERC | CT:22 | RRF SERC CT:22 |  | 2022 |  | 2016 | 600 | Chevron Cogen (Standard Oil):5 |  | 781 |  | PB Existing CTs W/in 35 buffer | MS |  | CT | SERC
F659 | RRF | SERC | CT:23 | RRF SERC CT:23 |  | 2022 |  | 2018 | 600 | Hagood:4 |  | 1736 |  | PB Existing CTs W/in 35 buffer | SC |  | CT | SERC
F660 | RRF | SERC | CT:24 | RRF SERC CT:24 |  | 2022 |  | 2018 | 600 | Lee County (MSCG):GT1 |  | 2383 |  | PB Existing CTs W/in 35 buffer | AL |  | CT | SERC
F661 | RRF | SERC | CT:25 | RRF SERC CT:25 |  | 2023 |  |  | 600 | Dahlberg:1 |  | 1063 |  | PB Existing CTs | GA |  | CT | SERC
F662 | RRF | SERC | CT:26 | RRF SERC CT:26 |  | 2023 | 2011 |  | 600 | Greene County (ALAP):1 |  | 1695 |  | PB Existing CTs | AL |  | CT | SERC
F663 | RRF | SERC | CT:27 | RRF SERC CT:27 |  | 2023 | 2011 |  | 600 | Richmond Plant (CPLC):GT1 |  | 3621 |  | PB Existing CTs | NC |  | CT | SERC
F664 | RRF | SERC | CT:28 | RRF SERC CT:28 |  | 2023 | 2011 |  | 600 | Enterprise Energy Facility:GT1 |  | 1336 |  | PB Existing CTs | MS |  | CT | SERC
F665 | RRF | SERC | CT:29 | RRF SERC CT:29 |  | 2023 | 2011 |  | 600 | Sandersville Station (Duke):GT1 |  | 3808 |  | PB Existing CTs | GA |  | CT | SERC
F666 | RRF | SERC | CT:30 | RRF SERC CT:30 |  | 2023 | 2012 |  | 600 | Sewell Creek Energy Center:GT1 |  | 3887 |  | PB Existing CTs | GA |  | CT | SERC
F667 | RRF | SERC | CT:31 | RRF SERC CT:31 |  |  | 2012 |  | 600 | Asheville:GT1 |  | 168 |  | PB Existing CTs | NC
F668 | RRF | SERC | CT:32 | RRF SERC CT:32 |  |  | 2013 |  | 600 | North Carolina (Anson):GT1 |  | 3045 |  | PB Existing CTs | NC
F669 | RRF | SERC | CT:33 | RRF SERC CT:33 |  |  | 2013 |  | 600 | Silver Creek Generating Station:1 |  | 3942 |  | PB Existing CTs | MS
F670 | RRF | SERC | CT:34 | RRF SERC CT:34 |  |  | 2013 |  | 600 | Sylvarena:1 |  | 4219 |  | PB Existing CTs | MS
F671 | RRF | SERC | CT:35 | RRF SERC CT:35 |  |  | 2013 |  | 600 | Pensacola Florida Plant:GEN4 |  | 3291 |  | PB Existing CTs | FL
F672 | RRF | SERC | NUC:1 | RRF SERC NUC:1 |  |  | 2019 |  | 1200 | Brunswick (CPLC):1 |  | 528 |  | PB Existing Nuclear |  |  | NUC | SERC
F673 | RRF | SERC | NUC:2 | RRF SERC NUC:2 |  |  | 2019 |  | 1200 | Catawba:1 |  | 690 |  | PB Existing Nuclear |  |  | NUC | SERC
F674 | RRF | SERC | NUC:3 | RRF SERC NUC:3 |  |  | 2020 |  | 1200 | Edwin I. Hatch:1 |  | 1288 |  | PB Existing Nuclear |  |  | NUC | SERC
F675 | RRF | SERC | NUC:4 | RRF SERC NUC:4 |  |  | 2021 |  | 1200 | Joseph M. Farley:1 |  | 2147 |  | PB Existing Nuclear |  |  | NUC | SERC
F676 | RRF | SERC | NUC:5 | RRF SERC NUC:5 |  |  | 2021 |  | 1200 | McGuire:1 |  | 2637 |  | PB Existing Nuclear |  |  | NUC | SERC
F677 | RRF | SERC | NUC:6 | RRF SERC NUC:6 |  |  | 2022 |  | 1200 | Oconee:1 |  | 3134 |  | PB Existing Nuclear |  |  | NUC | SERC
F678 | RRF | SERC | NUC:7 | RRF SERC NUC:7 |  |  | 2022 |  | 1200 | Robinson:2 |  | 3683 |  | PB Existing Nuclear |  |  | NUC | SERC
F679 | RRF | SERC | NUC:8 | RRF SERC NUC:8 |  |  | 2023 |  | 1200 | William States Lee:1 |  | 4691 |  | PB Planned Nuclear |  |  | NUC | SERC
F680 | RRF | SERC | NUC:9 | RRF SERC NUC:9 |  |  | 2023 |  | 1200 | Catawba:1 |  | 690 |  | PB Existing Nuclear used twice
F681 | RRF | SERC | NUC:10 | RRF SERC NUC:10 |  |  | 2024 |  | 1200 | McGuire:1 |  | 2637 |  | PB Existing Nuclear used twice
F682 | RRF | SERC | NUC:11 | RRF SERC NUC:11 |  |  | 2024 |  | 1200 | Joseph M. Farley:1 |  | 2147 |  | PB Existing Nuclear used twice
F683 | RRF | SERC | Wind:1 | RRF SERC Wind:1 | 2015 | 2010 | 2015 | 2015 | 1000 | 292 |  |  |  | SERC Wind |  |  | Wind | SERC
F684 | RRF | SERC | Wind:2 | RRF SERC Wind:2 | 2016 | 2010 | 2016 | 2016 | 1000 | 293 |  |  |  | SERC Wind |  |  | Wind | SERC
F685 | RRF | SERC | Wind:3 | RRF SERC Wind:3 | 2017 | 2011 | 2017 | 2017 | 1000 | 292 |  |  |  | SERC Wind |  |  | Wind | SERC
F686 | RRF | SERC | Wind:4 | RRF SERC Wind:4 | 2018 | 2011 | 2018 | 2018 | 1000 | 292 |  |  |  | SERC Wind |  |  | Wind | SERC
F687 | RRF | SERC | Wind:5A | RRF SERC Wind:5A | 2019 | 2012 | 2019 | 2019 | 685.5 | 292 |  |  |  | SERC Wind |  |  | Wind | SERC
F688 | RRF | SERC | Wind:5B | RRF SERC Wind:5B | 2019 | 2012 | 2019 | 2019 | 314.5 | 293 |  |  |  | SERC Wind
F689 | RRF | SERC | Wind:6 | RRF SERC Wind:6 |  | 2012 |  |  | 1000 | 275 |  |  |  | SERC Wind |  |  | Wind | SERC
F690 | RRF | SERC | Wind:7 | RRF SERC Wind:7 |  | 2012 |  |  | 1000 | 298 |  |  |  | SERC Wind |  |  | Wind | SERC
F691 | RRF | SERC | Wind:8A | RRF SERC Wind:8A |  | 2013 |  |  | 545.6 | 298 |  |  |  | SERC Wind |  |  | Wind | SERC
F692 | RRF | SERC | Wind:8B | RRF SERC Wind:8B |  | 2013 |  |  | 454.4 | 297 |  |  |  | SERC Wind
F693 | RRF | SERC | Wind:9 | RRF SERC Wind:9 |  | 2013 |  |  | 1000 | 275 |  |  |  | SERC Wind |  |  | Wind | SERC
F694 | RRF | SERC | Wind:10A | RRF SERC Wind:10A |  | 2013 |  |  | 209.2 | 297 |  |  |  | SERC Wind |  |  | Wind | SERC
F695 | RRF | SERC | Wind:10B | RRF SERC Wind:10B |  | 2013 |  |  | 790.8 | 299 |  |  |  | SERC Wind
F696 | RRF | SERC | Wind:11 | RRF SERC Wind:11 |  | 2014 |  |  | 1000 | 139 |  |  |  | Imported SPP Wind |  |  | Wind | SERC
F697 | RRF | SERC | Wind:12 | RRF SERC Wind:12 |  | 2014 |  |  | 1000 | 141 |  |  |  | Imported SPP Wind |  |  | Wind | SERC
F698 | RRF | SERC | Wind:13 | RRF SERC Wind:13 |  | 2014 |  |  | 1000 | 141 |  |  |  | Imported SPP Wind |  |  | Wind | SERC
F699 | RRF | SERC | Wind:14 | RRF SERC Wind:14 |  | 2015 |  |  | 1000 | 141 |  |  |  | Imported SPP Wind |  |  | Wind | SERC
F700 | RRF | SERC | Wind:15 | RRF SERC Wind:15 |  | 2015 |  |  | 1000 | 141 |  |  |  | Imported SPP Wind |  |  | Wind | SERC
F701 | RRF | SERC | Wind:16 | RRF SERC Wind:16 |  | 2015 |  |  | 1000 | 141 |  |  |  | Imported SPP Wind |  |  | Wind | SERC
F702 | RRF | SERC | Wind:17 | RRF SERC Wind:17 |  | 2016 |  |  | 1000 | 141 |  |  |  | Imported SPP Wind |  |  | Wind | SERC
F703 | RRF | SERC | Wind:18 | RRF SERC Wind:18 |  | 2016 |  |  | 1000 | 141 |  |  |  | Imported SPP Wind |  |  | Wind | SERC
F704 | RRF | SERC | Wind:19 | RRF SERC Wind:19 |  | 2016 |  |  | 1000 | 150 |  |  |  | Imported SPP Wind |  |  | Wind | SERC
F705 | RRF | SERC | Wind:20 | RRF SERC Wind:20 |  | 2017 |  |  | 1000 | 150 |  |  |  | Imported SPP Wind |  |  | Wind | SERC
F706 | RRF | SERC | Wind:21 | RRF SERC Wind:21 |  | 2017 |  |  | 1000 | 150 |  |  |  | Imported SPP Wind |  |  | Wind | SERC
F707 | RRF | SERC | Wind:22 | RRF SERC Wind:22 |  | 2017 |  |  | 1000 | 153 |  |  |  | Imported SPP Wind |  |  | Wind | SERC
F708 | RRF | SERC | Wind:23 | RRF SERC Wind:23 |  | 2018 |  |  | 1000 | 153 |  |  |  | Imported SPP Wind |  |  | Wind | SERC
F709 | RRF | SERC | Wind:24 | RRF SERC Wind:24 |  | 2018 |  |  | 1000 | 153 |  |  |  | Imported SPP Wind |  |  | Wind | SERC
F710 | RRF | SERC | Wind:25 | RRF SERC Wind:25 |  | 2018 |  |  | 1000 | 153 |  |  |  | Imported SPP Wind |  |  | Wind | SERC
F711 | RRF | SERC | Wind:26 | RRF SERC Wind:26 |  | 2019 |  |  | 1000 | 153 |  |  |  | Imported SPP Wind |  |  | Wind | SERC
F712 | RRF | SERC | Wind:27 | RRF SERC Wind:27 |  | 2019 |  |  | 1000 | 154 |  |  |  | Imported SPP Wind |  |  | Wind | SERC
F713 | RRF | SERC | Wind:28 | RRF SERC Wind:28 |  | 2019 |  |  | 1000 | 154 |  |  |  | Imported SPP Wind |  |  | Wind | SERC
F714 | RRF | SERC | Wind:29 | RRF SERC Wind:29 |  | 2020 |  |  | 1000 | 154 |  |  |  | Imported SPP Wind |  |  | Wind | SERC
F715 | RRF | SERC | Wind:30 | RRF SERC Wind:30 |  | 2020 |  |  | 1000 | 154 |  |  |  | Imported SPP Wind |  |  | Wind | SERC
F716 | RRF | SERC | Wind:31 | RRF SERC Wind:31 |  | 2020 |  |  | 1000 | 153 |  |  |  | Imported SPP Wind |  |  | Wind | SERC
F717 | RRF | SERC | Wind:32 | RRF SERC Wind:32 |  | 2021 |  |  | 1000 | 153 |  |  |  | Imported SPP Wind |  |  | Wind | SERC
F718 | RRF | SERC | Wind:33 | RRF SERC Wind:33 |  | 2021 |  |  | 1000 | 153 |  |  |  | Imported SPP Wind |  |  | Wind | SERC
F719 | RRF | SERC | Wind:34 | RRF SERC Wind:34 |  | 2021 |  |  | 1000 | 141 |  |  |  | Imported SPP Wind |  |  | Wind | SERC
F720 | RRF | SERC | Wind:35 | RRF SERC Wind:35 |  | 2022 |  |  | 1000 | 178 |  |  |  | Imported MISO Wind |  |  | Wind | SERC
F721 | RRF | SERC | Wind:36 | RRF SERC Wind:36 |  | 2022 |  |  | 1000 | 178 |  |  |  | Imported MISO Wind |  |  | Wind | SERC
F722 | RRF | SERC | Wind:37 | RRF SERC Wind:37 |  | 2022 |  |  | 1000 | 178 |  |  |  | Imported MISO Wind |  |  | Wind | SERC
F723 | RRF | SERC | Wind:38 | RRF SERC Wind:38 |  | 2023 |  |  | 1000 | 178 |  |  |  | Imported MISO Wind |  |  | Wind | SERC
F724 | RRF | SERC | Wind:39 | RRF SERC Wind:39 |  | 2023 |  |  | 1000 | 178 |  |  |  | Imported MISO Wind |  |  | Wind | SERC
F725 | RRF | SERC | Wind:40 | RRF SERC Wind:40 |  | 2023 |  |  | 1000 | 178 |  |  |  | Imported MISO Wind |  |  | Wind | SERC
F726 | RRF | SERC | Wind:41 | RRF SERC Wind:41 |  | 2024 |  |  | 1000 | 178 |  |  |  | Imported MISO Wind |  |  | Wind | SERC
F727 | RRF | SERC | Wind:42 | RRF SERC Wind:42 |  | 2024 |  |  | 1000 | 178 |  |  |  | Imported MISO Wind |  |  | Wind | SERC
F728 | RRF | SERC | Wind:43 | RRF SERC Wind:43 |  | 2024 |  |  | 1000 | 178 |  |  |  | Imported MISO Wind |  |  | Wind | SERC
F729 | RRF | SPP | Coal:1 | RRF SPP Coal:1 | 2022 | 2024 |  |  | 600 | Jeffrey Energy Center:11 |  | 2108 |  | PB Existing
F730 | RRF | SPP | Coal:2 | RRF SPP Coal:2 | 2022 | 2024 |  |  | 600 | Tolk:1 |  | 4305 |  | PB Existing
F731 | RRF | SPP | Coal:3 | RRF SPP Coal:3 | 2023 |  |  |  | 600 | Holcomb:1 |  | 1905 |  | PB Existing
F732 | RRF | SPP | Coal:4 | RRF SPP Coal:4 | 2023 |  |  |  | 600 | Dolet Hills:1 |  | 1181 |  | PB Existing
F733 | RRF | SPP | Coal:5 | RRF SPP Coal:5 |  |  |  | 2022 | 600 | Rodemacher - CELE:3 |  | 3720 |  | PB Planned
F734 | RRF | SPP | Coal:6 | RRF SPP Coal:6 |  |  |  | 2022 | 600 | Muskogee:4 |  | 2917 |  | PB Existing
F735 | RRF | SPP | Coal:7 | RRF SPP Coal:7 |  |  |  | 2023 | 600 | Lacygne:11 |  | 2289 |  | PB Existing
F736 | RRF | SPP | Coal:8 | RRF SPP Coal:8 |  |  |  | 2023 | 600 | Pirkey:1 |  | 3355 |  | PB Existing
F737 | RRF | SPP | Wind:1 | RRF SPP Wind:1 |  | 2015 |  |  | 1000 | 135 |  |  |  | SPP Wind
F738 | RRF | SPP | Wind:2 | RRF SPP Wind:2 |  | 2016 |  |  | 1000 | 136 |  |  |  | SPP Wind
F739 | RRF | SPP | Wind:3 | RRF SPP Wind:3 |  | 2017 |  |  | 1000 | 139 |  |  |  | SPP Wind
F740 | RRF | SPP | Wind:4 | RRF SPP Wind:4 |  | 2018 |  |  | 1000 | 140 |  |  |  | SPP Wind
F741 | RRF | SPP | Wind:5 | RRF SPP Wind:5 |  | 2019 |  |  | 1000 | 141 |  |  |  | SPP Wind
F742 | RRF | SPP | Wind:6 | RRF SPP Wind:6 |  | 2020 |  |  | 1000 | 152 |  |  |  | SPP Wind
F743 | RRF | SPP | Wind:7 | RRF SPP Wind:7 |  | 2021 |  |  | 1000 | 149 |  |  |  | SPP Wind
F744 | RRF | SPP | Wind:8 | RRF SPP Wind:8 |  | 2022 |  |  | 1000 | 150 |  |  |  | SPP Wind
F745 | RRF | SPP | Wind:9 | RRF SPP Wind:9 |  | 2023 |  |  | 1000 | 153 |  |  |  | SPP Wind
F746 | RRF | SPP | Wind:10 | RRF SPP Wind:10 |  | 2024 |  |  | 1000 | 154 |  |  |  | SPP Wind
F747 | RRF | TVA | Coal:1 | RRF TVA Coal:1 | 2015 | 2016 |  |  | 600 | 37077-01 |  |  |  | MISO Q | KY
F748 | RRF | TVA | Coal:2 | RRF TVA Coal:2 | 2015 | 2016 |  |  | 600 | 37077-01 |  |  |  | MISO Q | KY
F749 | RRF | TVA | Coal:3 | RRF TVA Coal:3 | 2016 | 2023 |  |  | 600 | Carmi Minemouth |  |  | 825482 | EV EI Future Proposed Coal | IL
F750 | RRF | TVA | Coal:4 | RRF TVA Coal:4 | 2016 | 2023 |  |  | 600 | J K Smith |  |  | 2249 | EV EI Future Proposed Coal | KY
F751 | RRF | TVA | Coal:5 | RRF TVA Coal:5 | 2018 |  |  |  | 600 | Plum Point Energy |  |  | 588238 | EV EI Future Proposed Coal | AR
F752 | RRF | TVA | Coal:6 | RRF TVA Coal:6 | 2018 |  |  |  | 600 | Coleman (WKEC):1 |  | 876 |  | PB Existing | KY
F753 | RRF | TVA | Coal:7 | RRF TVA Coal:7 | 2020 |  |  |  | 600 | Cooper:1 |  | 927 |  | PB Existing | KY
F754 | RRF | TVA | Coal:8 | RRF TVA Coal:8 | 2020 |  |  |  | 600 | Cumberland (TVA):1 |  | 1050 |  | PB Existing | TN
F755 | RRF | TVA | Coal:9 | RRF TVA Coal:9 | 2021 |  |  |  | 600 | Ghent:1 |  | 1574 |  | PB Existing | KY
F756 | RRF | TVA | Coal:10 | RRF TVA Coal:10 | 2021 |  |  |  | 600 | John Sevier:1 |  | 2125 |  | PB Existing | TN
F757 | RRF | TVA | Coal:11 | RRF TVA Coal:11 | 2022 |  |  |  | 600 | Johnsonville (TVA):1 |  | 2132 |  | PB Existing | TN
F758 | RRF | TVA | Coal:12 | RRF TVA Coal:12 | 2022 |  |  |  | 600 | New Madrid - ASEC:1 |  | 2980 |  | PB Existing | MO
F759 | RRF | TVA | Coal:13 | RRF TVA Coal:13 | 2023 |  |  |  | 600 | Paradise (TVA):1 |  | 3241 |  | PB Existing | KY
F760 | RRF | TVA | Coal:14 | RRF TVA Coal:14 | 2023 |  |  |  | 600 | Red Hills Generation Facility:UNIT1 |  | 3578 |  | PB Existing | MS
F761 | RRF | TVA | Coal:15 | RRF TVA Coal:15 | 2024 |  |  |  | 600 | Shawnee (TVA):1 |  | 3898 |  | PB Existing | KY
F762 | RRF | TVA | Coal:16 | RRF TVA Coal:16 | 2024 |  |  |  | 600 | Spurlock:1 |  | 4065 |  | PB Existing | KY
F763 | RRF | TVA | Coal:17 | RRF TVA Coal:17 |  |  | 2015 |  | 600 | Thomas Hill:1 |  | 4277 |  | PB Existing | MO
F764 | RRF | TVA | Coal:18 | RRF TVA Coal:18 |  |  | 2015 |  | 600 | Widows Creek:1 |  | 4678 |  | PB Existing | AL
F765 | RRF | TVA | Coal:19 | RRF TVA Coal:19 |  |  | 2016 |  | 600 | Thoroughbred Energy Campus |  |  | 77631 | EV EI Future Postponed | KY
F766 | RRF | TVA | Coal:20 | RRF TVA Coal:20 |  |  | 2016 |  | 600 | Thoroughbred Energy Campus |  |  | 77631 | EV EI Future Postponed | KY
F767 | RRF | TVA | Coal:21 | RRF TVA Coal:21 |  |  |  | 2019 | 600 | Wilson (WKEC):ST1 |  | 4709 |  | PB Existing | KY
F768 | RRF | TVA | Coal:22 | RRF TVA Coal:22 |  |  |  | 2019 | 600 | Colbert:1 |  | 867 |  | PB Existing | AL
F769 | RRF | TVA | Coal:23 | RRF TVA Coal:23 |  |  |  | 2020 | 600 | Rroane County TN | 47145 |  |  | Greenfield | TN
F770 | RRF | TVA | Coal:24 | RRF TVA Coal:24 |  |  |  | 2020 | 600 | Franklin County TN | 47051 |  |  | Greenfield | TN
F771 | RRF | TVA | Coal:25 | RRF TVA Coal:25 |  |  |  | 2021 | 600 | Smith County TN | 47159 |  |  | Greenfield | TN
F772 | RRF | TVA | Coal:26 | RRF TVA Coal:26 |  |  |  | 2021 | 600 | Dyer County TN | 47045 |  |  | Greenfield | TN
F773 | RRF | TVA | Coal:27 | RRF TVA Coal:27 |  |  |  | 2022 | 600 | Hardin County KY | 21093 |  |  | Greenfield | KY
F774 | RRF | TVA | Coal:28 | RRF TVA Coal:28 |  |  |  | 2022 | 600 | Mason County KY | 21161 |  |  | Greenfield | KY
F775 | RRF | TVA | Coal:29 | RRF TVA Coal:29 |  |  |  | 2022 | 600 | Lowndes County | 28087 |  |  | Greenfield | MS
F776 | RRF | TVA | Coal:30 | RRF TVA Coal:30 |  |  |  | 2022 | 600 | Laurel County KY | 21125 |  |  | Greenfield | KY
F777 | RRF | TVA | Coal:31 | RRF TVA Coal:31 |  |  |  | 2023 | 600 | Pulaski County KY | 21199 |  |  | Greenfield | KY
F778 | RRF | TVA | Coal:32 | RRF TVA Coal:32 |  |  |  | 2023 | 600 | McCracken County KY | 21145 |  |  | Greenfield | KY
F779 | RRF | TVA | Coal:33 | RRF TVA Coal:33 |  |  |  | 2024 | 600 | Carroll County KY | 21041 |  |  | Greenfield | KY
F780 | RRF | TVA | Coal:34 | RRF TVA Coal:34 |  |  |  | 2024 | 600 | Meade County KY | 21163 |  |  | Greenfield | KY
F781 | RRF | TVA | CT:1 | RRF TVA CT:1 | 2013 | 2013 |  |  | 600 | Essex Power Plant:GT |  | 1353 |  | PB Existing | MO
F782 | RRF | TVA | CT:2 | RRF TVA CT:2 | 2013 | 2013 |  |  | 600 | Nodaway Power Plant:GT1 |  | 3031 |  | PB Existing | MO
F783 | RRF | TVA | CT:3 | RRF TVA CT:3 | 2013 | 2015 |  |  | 600 | Holden Power Plant:GT1 |  | 1907 |  | PB Existing | MO
F784 | RRF | TVA | CT:4 | RRF TVA CT:4 | 2013 | 2015 |  |  | 600 | Kemper County [Scooba Peaker]:GT1 |  | 2190 |  | PB Existing | MS
F785 | RRF | TVA | CT:5 | RRF TVA CT:5 | 2017 | 2017 |  |  | 600 | Johnsonville (TVA):GT17 |  | 2133 |  | PB Existing | TN
F786 | RRF | TVA | CT:6 | RRF TVA CT:6 | 2017 | 2017 |  |  | 600 | New Albany Power Facility:1 |  | 2965 |  | PB Existing | MS
F787 | RRF | TVA | CT:7 | RRF TVA CT:7 | 2020 | 2018 |  |  | 600 | Brownsville Peaking Power:1 |  | 517 |  | PB Existing | TN
F788 | RRF | TVA | CT:8 | RRF TVA CT:8 | 2020 | 2018 |  |  | 600 | Gleason:GT1 |  | 1587 |  | PB Existing | TN
F789 | RRF | TVA | CT:9 | RRF TVA CT:9 | 2023 | 2020 |  |  | 600 | Dynegy - Bluegrass:GT1 |  | 1226 |  | PB Existing | KY
F790 | RRF | TVA | CT:10 | RRF TVA CT:10 | 2023 | 2020 |  |  | 600 | Marshall County (DUENMC):GT1 |  | 2594 |  | PB Existing | KY
F791 | RRF | TVA | CT:11 | RRF TVA CT:11 |  | 2021 |  |  | 600 | J.K. Smith:2 |  | 2069 |  | PB Existing | KY
F792 | RRF | TVA | CT:12 | RRF TVA CT:12 |  | 2021 |  |  | 600 | Brown (KUC):10 |  | 511 |  | PB Existing | KY
F793 | RRF | TVA | CT:13 | RRF TVA CT:13 |  | 2022 |  |  | 600 | Brown (KUC):10 |  | 511 |  | PB Existing doubled | KY
F794 | RRF | TVA | CT:14 | RRF TVA CT:14 |  | 2022 |  |  | 600 | Lagoon Creek:GT1 |  | 2295 |  | PB Existing | TN
F795 | RRF | TVA | CT:15 | RRF TVA CT:15 |  | 2022 |  |  | 600 | Lagoon Creek:GT1 |  | 2295 |  | PB Existing doubled | TN
F796 | RRF | TVA | CT:16 | RRF TVA CT:16 |  | 2022 |  |  | 600 | Trimble County:13 |  | 4349 |  | PB Existing | KY
F797 | RRF | TVA | CT:17 | RRF TVA CT:17 |  | 2024 |  |  | 600 | Trimble County:13 |  | 4349 |  | PB Existing doubled | KY
F798 | RRF | TVA | CT:18 | RRF TVA CT:18 |  | 2024 |  |  | 600 | Marshall County (DUENMC):GT1 |  | 2594 |  | PB Existing doubled | KY
F799 | RRF | TVA | CT:19 | RRF TVA CT:19 |  |  |  | 2013 | 600 | Holden Power Plant:GT1 |  | 4349 |  | PB Existing Reused | KY
F800 | RRF | TVA | CT:20 | RRF TVA CT:20 |  |  |  | 2013 | 600 | Paddys Run:11 |  | 2295 |  | PB Existing Reused | TN
F801 | RRF | TVA | CT:21 | RRF TVA CT:21 |  |  |  | 2013 | 600 | Dynegy - Bluegrass:GT1 |  | 511 |  | PB Existing Reused | KY
F802 | RRF | TVA | CT:22 | RRF TVA CT:22 |  |  |  | 2013 | 600 | Trimble County:13 |  | 2069 |  | PB Existing Reused | KY
F803 | RRF | TVA | CT:23 | RRF TVA CT:23 |  |  |  | 2015 | 600 | J.K. Smith:2 |  | 1518 |  | PB Existing Reused | TN
F804 | RRF | TVA | CT:24 | RRF TVA CT:24 |  |  |  | 2015 | 600 | Brown (KUC):10 |  | 83 |  | PB Existing Reused | TN
F805 | RRF | TVA | CT:25 | RRF TVA CT:25 |  |  |  | 2016 | 600 | Nodaway Power Plant:GT1 |  | 1226 |  | PB Existing Reused | KY
F806 | RRF | TVA | CT:26 | RRF TVA CT:26 |  |  |  | 2016 | 600 | Gallatin (TVA):GT1 |  | 517 |  | PB Existing Reused | TN
F807 | RRF | TVA | CT:27 | RRF TVA CT:27 |  |  |  | 2016 | 600 | Memphis Refinery:1 |  | 1907 |  | PB Existing Reused | MO
F808 | RRF | TVA | CT:28 | RRF TVA CT:28 |  |  |  | 2016 | 600 | Brownsville Peaking Power:1 |  | 3031 |  | PB Existing Reused | MO
F809 | RRF | TVA | CT:29 | RRF TVA CT:29 |  |  |  | 2018 | 600 | Allen (TVA):G10 |  | 3224 |  | PB Existing Reused | KY
F810 | RRF | TVA | CT:30 | RRF TVA CT:30 |  |  |  | 2018 | 600 | Lagoon Creek:GT1 |  | 2676 |  | PB Existing Reused | TN
F811 | RRF | TVA | CT:31 | RRF TVA CT:31 |  |  |  | 2024 | 600 | Trimble County:13 |  | 2069 |  | PB Existing Reused 3rd time | KY
F812 | RRF | TVA | CT:32 | RRF TVA CT:32 |  |  |  | 2024 | 600 | Lagoon Creek:GT1 |  | 2676 |  | PB Existing Reused 3rd time | TN
F813 | RRF | TVA | NUC:1 | RRF TVA NUC:1 |  |  | 2020 |  | 1200 | Sequoyah (Tva):1 |  | 3878 |  | PB Existing | TN
F814 | RRF | TVA | NUC:2 | RRF TVA NUC:2 |  |  | 2021 |  | 1200 | Watts Bar Nuclear:1 |  | 4552 |  | PB Existing | TN
F815 | RRF | TVA | NUC:3 | RRF TVA NUC:3 |  |  | 2022 |  | 1200 | Browns Ferry:1 |  | 516 |  | PB Existing | AL
F816 | RRF | TVA | NUC:4 | RRF TVA NUC:4 |  |  | 2023 |  | 1200 | Bellefonte:3 |  | 306 |  | PB Existing | AL
F817 | RRF | TVA | NUC:5 | RRF TVA NUC:5 |  |  | 2024 |  | 1200 | Browns Ferry:1 |  | 516 |  | PB Existing | AL
F818 | RRF | TVA | Wind:1 | RRF TVA Wind:1 |  | 2010 |  |  | 1000 | 139 |  |  |  | Imported SPP Wind
F819 | RRF | TVA | Wind:2 | RRF TVA Wind:2 |  | 2011 |  |  | 1000 | 150 |  |  |  | Imported SPP Wind
F820 | RRF | TVA | Wind:3 | RRF TVA Wind:3 |  | 2012 |  |  | 1000 | 153 |  |  |  | Imported SPP Wind
F821 | RRF | TVA | Wind:4 | RRF TVA Wind:4 |  | 2013 |  |  | 1000 | 154 |  |  |  | Imported SPP Wind
F822 | RRF | TVA | Wind:5 | RRF TVA Wind:5 |  | 2014 |  |  | 1000 | 139 |  |  |  | Imported SPP Wind
F823 | RRF | TVA | Wind:6 | RRF TVA Wind:6 |  | 2015 |  |  | 1000 | 150 |  |  |  | Imported SPP Wind
F824 | RRF | TVA | Wind:7 | RRF TVA Wind:7 |  | 2016 |  |  | 1000 | 153 |  |  |  | Imported SPP Wind
F825 | RRF | TVA | Wind:8 | RRF TVA Wind:8 |  | 2017 |  |  | 1000 | 154 |  |  |  | Imported SPP Wind
F826 | RRF | TVA | Wind:9 | RRF TVA Wind:9 |  | 2018 |  |  | 1000 | 150 |  |  |  | Imported SPP Wind
F827 | RRF | TVA | Wind:10 | RRF TVA Wind:10 |  | 2019 |  |  | 1000 | 153 |  |  |  | Imported SPP Wind
F828 | RRF | TVA | Wind:11 | RRF TVA Wind:11 |  | 2020 |  |  | 1000 | 154 |  |  |  | Imported SPP Wind
F829 | RRF | TVA | Wind:12 | RRF TVA Wind:12 |  | 2020 |  |  | 1000 | 153 |  |  |  | Imported SPP Wind
F830 | RRF | TVA | Wind:13 | RRF TVA Wind:13 |  | 2021 |  |  | 1000 | 154 |  |  |  | Imported SPP Wind
F831 | RRF | TVA | Wind:14A | RRF TVA Wind:14A |  | 2021 |  |  | 333 | 135 |  |  |  | Imported SPP Wind
F832 | RRF | TVA | Wind:14B | RRF TVA Wind:14B |  | 2021 |  |  | 667 | 97 |  |  |  | Imported MISO Wind
F833 | RRF | TVA | Wind:15 | RRF TVA Wind:15 |  | 2022 |  |  | 1000 | 101 |  |  |  | Imported MISO Wind
F834 | RRF | TVA | Wind:16 | RRF TVA Wind:16 |  | 2022 |  |  | 1000 | 101 |  |  |  | Imported MISO Wind
F835 | RRF | TVA | Wind:17 | RRF TVA Wind:17 |  | 2023 |  |  | 1000 | 101 |  |  |  | Imported MISO Wind
F836 | RRF | TVA | Wind:18 | RRF TVA Wind:18 |  | 2023 |  |  | 1000 | 180 |  |  |  | Imported MISO Wind
F837 | RRF | TVA | Wind:19 | RRF TVA Wind:19 |  | 2024 |  |  | 1000 | 99 |  |  |  | Imported MISO Wind
F838 | RRF | TVA | Wind:20 | RRF TVA Wind:20 |  | 2024 |  |  | 1000 | 99 |  |  |  | Imported MISO Wind

## Sites Not Used
Index | AREA | TYPE | PMAX | State |  | Source | Index # (PB) | Long | Lat | Comments
F846 | MISOW | CC |  | WI | Queue: Elm Road Generating Station | Queue Cancelled
F847 | MISOW | CC |  | WI | Fond Du Lac Energy Center | EV Future
F848 | MISOW | CC |  |  | Waukegan Energy Facility | EV Future Proposed
F849 | MISOW | CC |  |  | Nelson (IL) | EV Future Proposed
F850 | MISOW | CC | 305.3 | MN | Black Dog:CC | PB Existing GT 200 & Built after "2000"
F851 | MISOW | CC | 542 | IA | Emery Generating Station:CC | PB Existing GT 200 & Built after "2000"
F852 | MISOW | CC | 255 | MN | Faribault Energy Park:CC | PB Existing GT 200 & Built after "2000"
F853 | MISOW | CC | 671.8 | WI | Fox Energy Center (Kaukauna):CC | PB Existing GT 200 & Built after "2000"
F854 | MISOW | CC | 688 | MN | High Bridge:CC | PB Existing GT 200 & Built after "2000"
F855 | MISOW | CC | 367 | MN | Mankato Energy Center:CC | PB Existing GT 200 & Built after "2000"
F856 | MISOW | CC | 1231.4 | WI | Port Washington (Wep):CC | PB Existing GT 200 & Built after "2000"
F857 | MISOW | CC | 542 | WI | Riverside Energy Center:CC | PB Existing GT 200 & Built after "2000"
F858 | MISOW | CC | 511 | MN | Riverside (NSP):MULTI | PB Existing GT 200 & Built after "2000"
F859 | MISOW | CC | 2100 | WI | Badger Generation Facility | EV Future Cancelled
F860 | MISOW | CC | 235 | WI | De Pere Energy Center | EV Future Cancelled
F861 | MISOW | CC | 500 | WI | Chippewa | EV Future Cancelled
F862 | MISOW | CC | 590 | WI | Mirant Portage County LLC | EV Future Cancelled
F863 | MISOW | CC | 680 | WI | New Lisbon (SPC) | EV Future Cancelled
F864 | MISOW | CC | 900 | WI | Sherry Energy Center | EV Future Cancelled
F865 | MISOW | CC | 123.4 | MN | Waterville | EV Future Cancelled
F866 | MISOW | CC | 800 | IA | CPV Highlands LLC | EV Future Cancelled
F867 | MISOW | CC | 765 | WI | Edgerton Industrial Park | EV Future Cancelled
F868 | MISOW | CC | 615 | IA | Hawkeye Generating LLC | EV Future Cancelled
F869 | MISOW | Coal | 275 | SD | 38084-02 | MISO Queue
F870 | MISOW | Coal | 20 | WY | 38586-01 | MISO Queue
F871 | MISOW | Coal | 300 | MI | 38670-01 | MISO Queue
F872 | MISOW | Coal | 28 | IA | 39091-02 | MISO Queue
F873 | MISOW | Coal | 80 | ND | 39364-04 | MISO Queue
F874 | MISOW | Coal | 99 | ND | 38863-02 | MISO Queue
F875 | MISOW | Coal | 280 | WI | Q38512 | PB Existing GT 200 MW & Outside Metro Buffer
F876 | MISOW | Coal | 424.8 | ND | Coyote:11 | PB Existing GT 200 MW & Outside Metro Buffer
F877 | MISOW | Coal |  | WI | Edgewater (WPL)CoalExisting | PB Existing GT 200 MW & Outside Metro Buffer
F878 | MISOW | Coal | 212 | IA | Burlington (IES):1 | PB Existing GT 200 MW & Outside Metro Buffer
F879 | MISOW | Coal | 556 | MI | Presque Isle:3 | PB Existing GT 200 MW & Outside Metro Buffer
F880 | MISOW | Coal | 309 | IA | Lansing:3 | PB Existing GT 200 MW & Outside Metro Buffer
F881 | MISOW | Coal | 225 | MN | Taconite Harbor Power Plant:1 | PB Existing GT 200 MW & Outside Metro Buffer
F882 | MISOW | Coal | 833 | WI | Weston (WPS):1 | PB Existing GT 200 MW & Outside Metro Buffer
F883 | MISOW | IGCC |  | ND | Leland Olds 1 & 2 | EV EI Future IGCC
F884 | MISOW | IGCC | 300 | ND | Headwaters Coal Creek | EV EI Future IGCC
F885 | MISOW | IGCC | 76 | IA | Rentech East Dubuque | EV EI Planned IGCC
F886 | MISOW | IGCC | 600 | MN | Mesaba Energy Project:ST1 | MISO Queue
F887 | MISOW | CT | 4.8 |  | 38341-01 | MISO Queue
F888 | MISOW | CT | 190 |  | 37578-02 | MISO Queue
F889 | MISOW | CT | 60 |  | 37382-01 | MISO Queue
F890 | MISOW | CT | 550 |  | 38505-01 | MISO Queue
F891 | MISOW | CT |  | MN | Cannon Galls:GT1 | MISO Existing CT GT 100 MY and Built after "1990"
F892 | MISOW | CT |  | WI | Neenah:GT1 | MISO Existing CT GT 100 MY and Built after "1990"
F893 | MISOW | CT | 400 | WI | Paris (WEP):1 | MISO Existing CT GT 100 MY and Built after "1990"
F894 | MISOW | CT | 300 | WI | Sheboygan Falls:CT 1 | MISO Existing CT GT 100 MY and Built after "1990"
F895 | MISOW | CT | 352 | WI | South Fond Du Lac:GT1 | MISO Existing CT GT 100 MY and Built after "1990"
F896 | MISOW | Nuc | 612 | WI | Monticello (NMC):1 | MISO Existing Nuclear | 2838
F897 | MISOW | Nuc | 1036 | WI | Point Beach:1 | MISO Existing Nuclear | 3392
F898 | PJM | Coal | 24.9 | OH | 39208-01 | MISO Queue
F899 | PJM | Coal | 10 | IN | 39111-04 | MISO Queue
F900 | PJM | Coal |  | VA | Clover:1 | PB Existing | 381
F901 | PJM | Coal |  | OH | Glen Lyn:5 | PB Existing | 4173
F902 | PJM | Coal |  | DE | Indian River (NRG):1 | PB Existing | 2018
F903 | PJM | Coal |  | PA | Montour:1 | PB Existing | 2841
F904 | PJM | Coal |  | PA | Sunbury:1 | PB Existing | 4196
F905 | PJM | Coal |  | VA | Clinch River:1 | PB Existing | 839
F906 | MISOC | Coal | 20 | MO | 39239-03 | MISO Queue
F907 | MISOC | Coal | 28 | IA | 39091-02 | MISO Queue
F908 | PJM | Coal | 5 | OH | 39111-03 | MISO Queue
F909 | PJM | Coal | 30 | OH | 39111-06 | MISO Queue
F910 | MISOC | Coal | 1823.85 | IL | Baldwin (DMG):1 | PB Existing GT 200 MW & Outside Metro Buffer | 221
F911 | MISOC | Coal | 1005 | IN | Cayuga:1 | PB Existing GT 200 MW & Outside Metro Buffer | 693
F912 | MISOC | Coal | 452.7 | IL | Havana:6 | PB Existing GT 200 MW & Outside Metro Buffer | 1809
F913 | MISOC | Coal | 304.81 | IL | Hennepin:1 | PB Existing GT 200 MW & Outside Metro Buffer | 1839
F914 | MISOC | Coal | 363 | IL | Meredosia:1 | PB Existing GT 200 MW & Outside Metro Buffer | 2694
F915 | MISOC | Coal | 668 | IN | Wabash River:2 | PB Existing GT 200 MW & Outside Metro Buffer | 4475
F916 | MISOC | Coal | 1000 | IN | Merom:1 | PB Existing GT 200 MW & Outside Metro Buffer | 2699
F917 | MISOC | Coal | 985 | IL | Coffeen:1 | PB Existing GT 200 MW & Outside Metro Buffer | 854
F918 | MISOC | Coal | 1014 | IL | Joppa (EEI):11 | PB Existing GT 200 MW & Outside Metro Buffer | 2145
F919 | MISOC | Coal | 1215 | IL | Newton:1 | PB Existing GT 200 MW & Outside Metro Buffer | 3000
F920 | MISOC | Coal | 243 | IN | Ratts:1 | PB Existing GT 200 MW & Outside Metro Buffer | 3563
F921 | PJM | CT | 55 | IL | 39351-02 | MISO Queue
F922 | PJM | CT | 20 | OH | 39350-04 | MISO Queue
F923 | PJM | CT | 28 | OH | 38989-01 | MISO Queue
F924 | PJM | CT | 9 | OH | 38989-02 | MISO Queue
F925 | MISOC | CT | 2.4 | Il | 38189-02 | MISO Queue
F926 | PJM | CT | 27 | IN | 38771-03 | MISO Queue
F927 | MISOC | CT | 4 | IN | 38026-03 | MISO Queue
F928 | MISOC | CT | 238.92 | MO | Peno Creek:1 | MISO Existing CT GT 100 MY and Built after "1990"
F929 | MISOC | CT | 640 | MO | Audrain:GT1 | MISO Existing CT GT 100 MY and Built after "1990"
F930 | MISOC | CT | 192 | MO | Columbia Substation:GT1 | MISO Existing CT GT 100 MY and Built after "1990"
F931 | MISOC | CT | 176 | IL | Marion (SIPC):GT1 | MISO Existing CT GT 100 MY and Built after "1990"
F932 | MISOC | CT | 187.2 | IL | Tilton:GT1 | MISO Existing CT GT 100 MY and Built after "1990"
F933 | MISOE | CC | 700 | MI | Dearborn Industrial Generation LLC:CC1 | PB CC GT 200 After Built after "2000" | 1105
F934 | MISOE | CC |  | MI | Zeeland (MIR):CC1 | PB CC GT 200 After Built after "2000" | 4792
F935 | MISOE | Nuc | 810 | MI | Palisades (CEC):1 | PB Existing Nuc | 3229
F936 | MISOE | Nuc | 883 | OH | Davis-Besse:1 | PB Existing Nuc | 1097
F937 | PJM | CT | 340 | WV | Pleasants County:GT1 | MISO Existing CT GT 100 MY and Built after "1990" | 3386
F938 | PJM | CT | 336.8 | IL | Southeast Chicago Energy Project:GT1 | MISO Existing CT GT 100 MY and Built after "1990" | 4027
F939 | PJM | CT | 334 | MD | Dickerson:GT2 | MISO Existing CT GT 100 MY and Built after "1990" | 1164
F940 | PJM | CT | 330 | KY | Foothills Generating Project:GT1 | MISO Existing CT GT 100 MY and Built after "1990" | 1439
F941 | PJM | CT | 320 | VA | Caroline County II (DOMGEN):GT1 | MISO Existing CT GT 100 MY and Built after "1990" | 668
F942 | PJM | CT | 304 | IL | Cook County:GT1 | MISO Existing CT GT 100 MY and Built after "1990" | 922
F943 | PJM | CT | 300 | IL | Chicago (Conpow):GT1 | MISO Existing CT GT 100 MY and Built after "1990" | 784
F944 | PJM | CT | 300 | IL | Rockford (NRG):GT1 | MISO Existing CT GT 100 MY and Built after "1990" | 3699
F945 | PJM | CT | 300 | WV | Big Sandy (CPI):GT1 | MISO Existing CT GT 100 MY and Built after "1990" | 363
F946 | PJM | CT | 250 | PA | Handsome Lake Energy:GT1 | MISO Existing CT GT 100 MY and Built after "1990" | 1758
F947 | PJM | CT | 250 | VA | Wolf Hills:GT1 | MISO Existing CT GT 100 MY and Built after "1990" | 4741
F948 | PJM | CT | 200 | IN | Chester Township:GT1 | MISO Existing CT GT 100 MY and Built after "1990" | 775
F949 | PJM | CT | 200 | OH | Greenville Electric Generating Station:GT1 | MISO Existing CT GT 100 MY and Built after "1990" | 1706
F950 | PJM | CT | 186 | NJ | Burlington (PSEGF):GT1 | MISO Existing CT GT 100 MY and Built after "1990" | 561
F951 | PJM | CT | 173 | MD | Perryman:51 | MISO Existing CT GT 100 MY and Built after "1990" | 3301
F952 | PJM | CT | 171 | IL | Rockford II:GT | MISO Existing CT GT 100 MY and Built after "1990" | 3702
F953 | PJM | CT | 171 | VA | Doswell Combined Cycle Facilit:GT1 | MISO Existing CT GT 100 MY and Built after "1990" | 1190
F954 | PJM | CT | 162 | IN | Anderson:ACT1 | MISO Existing CT GT 100 MY and Built after "1990" | 120
F955 | PJM | CT |  | IL | Elgin:GT1 | MISO Existing CT GT 100 MY and Built after "1990" | 1296
F956 | PJM | CT |  | IL | Zion Energy Center:GT1 | MISO Existing CT GT 100 MY and Built after "1990" | 4796
F957 | PJM | CT |  | MD | Chalk Point:GT3 | MISO Existing CT GT 100 MY and Built after "1990" | 726
F958 | PJM | CT |  | VA | Commonwealth Atlantic Limited:GEN1 | MISO Existing CT GT 100 MY and Built after "1990" | 901
F959 | PJM | CT |  | IL | Rocky Road Power LLC:GT1 | MISO Existing CT GT 100 MY and Built after "1990" | 3718
F960 | PJM | CT |  | NJ | Lakewood Cogeneration L/P:GT1 | MISO Existing CT GT 100 MY and Built after "1990" | 2331
F961 | PJM | CT |  | VA | Darbytown:1 | MISO Existing CT GT 100 MY and Built after "1990" | 1083
F962 | PJM | CT |  | IL | Crete Energy Park:GT1 | MISO Existing CT GT 100 MY and Built after "1990" | 1015
F963 | PJM | CT |  | VA | Louisa:GT1 | MISO Existing CT GT 100 MY and Built after "1990" | 2477
F964 | PJM | CT |  | OH | Darby Generating Station:GT1 | MISO Existing CT GT 100 MY and Built after "1990" | 1082
F965 | PJM | CT | 9 |  | 39129 | PJM Queue
F966 | PJM | CT | 15 |  | 39113 | PJM Queue
F967 | PJM | CT | 46 |  | 18179 | PJM Queue
F968 | PJM | CT | 55 |  | 17089 | PJM Queue
F969 | PJM | CT | 580 |  | 39119 | PJM Queue
F970 | PJM | CT | 600 |  | 17103 | PJM Queue
F971 | PJM | CT | 780 |  | 17097 | PJM Queue
F972 | PJM | CT | 1200 |  | 26159 | PJM Queue
F973 | PJM | CT | 1200 |  | 51187 | PJM Queue
F974 | PJM | CT | 18 |  | 51670 | PJM Queue
F975 | PJM | CT | 20 |  | 34029 | PJM Queue
F976 | PJM | CT | 38 |  | 10003 | PJM Queue
F977 | PJM | CT | 40 |  | 51137 | PJM Queue
F978 | PJM | CT | 42 |  | 42095 | PJM Queue
F979 | PJM | CT | 45 |  | 51760 | PJM Queue
F980 | PJM | CT | 47 |  | 42075 | PJM Queue
F981 | PJM | CT | 55 |  | 34007 | PJM Queue
F982 | PJM | CT | 57 |  | 42123 | PJM Queue
F983 | PJM | CT | 60 |  | 51550 | PJM Queue
F984 | PJM | CT | 60 |  | 51061 | PJM Queue
F985 | PJM | CT | 73 |  | 34003 | PJM Queue
F986 | PJM | Nuc |  | PA | Beaver Valley:1 | PB Existing | 284
F987 | PJM | Nuc |  | IL | La Salle | PB Existing | 2278
F988 | PJM | Nuc |  | IL | Braidwood | PB Existing | 460
F989 | SPP | Coal | 480 | AR | Flint Creek (SOEP):1 | PB Existing GT 200 MW & Outside Metro Buffer | 1426
F990 | SPP | Coal | 1010 | OK | Grand River Dam (GRDA):1 | PB Existing GT 200 MW & Outside Metro Buffer | 1649
F991 | SPP | Coal | 418 | OK | Hugo (WEFA):1 | PB Existing GT 200 MW & Outside Metro Buffer | 1954
F992 | SPP | Coal | 510 | MO | Montrose:1 | PB Existing GT 200 MW & Outside Metro Buffer | 2844
F993 | SPP | Coal | 512.017 | LA | Rodemacher - CELE:2 | PB Existing GT 200 MW & Outside Metro Buffer | 3719
F994 | SPP | Coal | 1031 | OK | Sooner:1 | PB Existing GT 200 MW & Outside Metro Buffer | 3993
F995 | SPP | Coal | 1584 | TX | Welsh (SWEP):1 | PB Existing GT 200 MW & Outside Metro Buffer | 4592
F996 | SPP | Coal | 213 | MO | Asbury:1 | PB Existing GT 200 MW & Outside Metro Buffer | 165
F997 | SPP | Coal | 235 | MO | Sikeston:1 | PB Existing GT 200 MW & Outside Metro Buffer | 3939
F998 | NYISO | Nuc | 485 | NY | Ginna:1 | PB Existing Nuc | 1581
F999 | NYISO | Nuc | 1004 | NY | Indian Point 3:3 | PB Existing Nuc | 2016
F1000 | NYISO | Nuc | 951 | NY | Indian Point:2 | PB Existing Nuc | 2017
F1001 | NYISO | Nuc | 1786.29 | NY | Nine Mile Point (COOPSE):1 | PB Existing Nuc | 3019
F1002 | NEISO | CT | 350 | MA | Bellingham Cogeneration Facility:CC | PB Existing CCs used as CT's | 311
F1003 | NEISO | CT | 264.76 | MA | Berkshire Power:CC | PB Existing CCs used as CT's | 326
F1004 | NEISO | CT | 258.01 | MA | Masspower:CC | PB Existing CCs used as CT's | 2616
F1005 | NEISO | CT | 238.9 | RI | Ocean State Power II:CC | PB Existing CCs used as CT's | 3125
F1006 | NEISO | CT | 238.9 | RI | Ocean State Power:CC | PB Existing CCs used as CT's | 3126
F1007 | NEISO | CT | 238.5 | RI | Tiverton Power Plant (CPN):CC | PB Existing CCs used as CT's | 4301
F1008 | NEISO | CT | 234 | MA | Kendall Square:CC | PB Existing CCs used as CT's | 2192
F1009 | NEISO | CT | 2020.21 |  | Millstone:2 | PB Existing Nuc | 2762
F1010 | NEISO | MA | 680 |  | Pilgrim Nuclear Generating Station:1 | PB Existing Nuc | 3335
F1011 | SERC | CC | 1240 | GA | McIntosh:CC | PB Existing CC | 2647
F1012 | SERC | CC | 1200 | GA | Murray Energy Facility:CC | PB Existing CC | 2911
F1013 | SERC | CC | 1132 | GA | Wansley:CC1 | PB Existing CC | 4498
F1014 | SERC | CC | 1100 | AL | Barry:CC1 | PB Existing CC | 235
F1015 | SERC | CC | 1000 | MS | Victor J. Daniel:CC1 | PB Existing CC | 4452
F1016 | SERC | CC | 875 | SC | Jasper County:CC | PB Existing CC | 2098
F1017 | SERC | CC | 850 | AL | Tenaska Central Alabama Generating Station:CC | PB Existing CC | 4254
F1018 | SERC | CC | 846 | AL | Tenaska Lindsay Hill Generating Station:CC | PB Existing CC | 4256
F1019 | SERC | CC | 770 | AL | Hillabee Energy Center:CC | PB Existing CC | 1877
F1020 | SERC | CC | 600 | NC | Buck (DUPC):CC | PB Existing CC | 537
F1021 | SERC | CC | 560.8 | GA | Effingham County:CC | PB Existing CC | 1290
F1022 | SERC | CC | 521 | GA | Chatahoochee Energy Facility:CC | PB Existing CC | 751
F1023 | SERC | CC | 503 | GA | Wansley (MEAG):CC | PB Existing CC | 4497
F1024 | SERC | CC | 500 | SC | John S Rainey Generating Station:CC | PB Existing CC | 2123
F1025 | SERC | CC | 500 | FL | Lansing Smith (GUPC):CC | PB Existing CC | 2341
F1026 | SERC | CC | 500 | AL | Vann Power Plant:CC | PB Existing CC | 4427
F1027 | SERC | CC | 470 | NC | Richmond Plant (CPLC):CC | PB Existing CC | 3620
F1028 | SERC | CC | 470 | NC | Rowan:CC | PB Existing CC | 3743
F1029 | SERC | CC | 300 | GA | Mid Georgia Cogen:CC | PB Existing CC | 2731
F1030 | SERC | CC | 282 | NC | Western North Carolina:CC | PB Existing CC | 4638
F1031 | SERC | CC | 245 | AL | Hog Bayou Energy Center:CC | PB Existing CC | 1900
F1032 | SERC | CC | 240 | AL | Theodore Cogen:CC | PB Existing CC | 4268

## PowerBase Generator ID
Index # (PB) | PB unique name | Fuel | PMax | VS Plant ID | Category | Study Region | Area | Development Status | Commission Date | Retirement Date | City | State | County
1 | 1515 Caron RoadCTCancelled | CT | 4.12 | 72713 | Inactive | PJM | Commonwealth Edison Co. | Cancelled | 2000-05-01 | 2099-01-01 | Rochelle | IL | Ogle
2 | 2 AC StationCTCancelled | CT | 20 | 72715 | Retired | MISO East Region | Northern Indiana Public Service Co. | Cancelled | 1938-01-01 | 1996-06-01 | East Chicago | IN | Lake
3 | 2 AC StationCTExisting | CT | 187 | 72715 | ST Gas | MISO East Region | Northern Indiana Public Service Co. | Existing | 1948-01-01 | 2099-01-01 | East Chicago | IN | Lake
4 | 23rd StreetCTExisting | CT | 79.9 | 72716 | CT Gas | NYISO | NYISO - NY City (J) | Existing | 2001-06-22 | 2099-01-01 | Brooklyn | NY | Kings
5 | 3426 E 89th St ProjectCCCancelled | CC | 450 | 587911 | Cancelled | PJM | Commonwealth Edison Co. | Cancelled | 2050-01-01 | 2099-12-01 | Chicago | IL | Cook
6 | 4 AC StationCoalExisting | Coal | 220 | 72723 | ST Coal | MISO East Region | Northern Indiana Public Service Co. | Existing | 1963-08-01 | 2099-01-01 | East Chicago | IN | Lake
7 | 491 E. 48th StreetCTExisting | CT | 145 | 72727 | CT Gas | MISO East Region | Consumers Energy Co. | Existing | 1992-05-01 | 2099-01-01 | Holland | MI | Ottawa
8 | 5 AC Station (NOLKEN)CTExisting | CT | 110 | 72728 | CT Gas | MISO East Region | Northern Indiana Public Service Co. | Existing | 1996-05-01 | 2099-01-01 | East Chicago | IN | Parke
9 | 59th StreetOtherExisting | Other | 20.2 | 72730 | CT Oil | NYISO | NYISO - NY City (J) | Existing | 1969-06-01 | 2099-01-01 | New York | NY | New York
10 | 5-in-1 Dam HydroelectricHydroCancelled | Hydro | 2.1 | 72729 | Inactive | MISO West Region | Alliant West | Cancelled | 1988-01-01 | 2099-01-01 | Cedar Rapids | IA | Linn
11 | 74th StreetOtherExisting | Other | 40.4 | 72731 | CT Oil | NYISO | NYISO - NY City (J) | Existing | 1968-10-01 | 2099-01-01 | New York | NY | New York
12 | 99 IslandsHydroExisting | Hydro | 9.54 | 72732 | Hydro Run-of-River | SERC | Duke Energy Corp. | Existing | 1910-05-01 | 2099-01-01 | Blacksburg | SC | Cherokee
13 | A R Lavallee Inc.OtherExisting | Other | 2.75 | 75450 | ST Other | ISO New England | Central Maine Power Co. | Existing | 1989-05-01 | 2099-01-01 | Sanford | ME | York
14 | A.B. PatersonCTCancelled | CT | 87 | 1315 | Retired | Entergy | Entergy South | Cancelled | 1954-11-01 | 2004-01-01 | New Orleans | LA | Orleans
15 | A.B. PatersonCTExisting | CT | 56 | 1315 | ST Gas | Entergy | Amite South - New Orleans | Existing | 1950-04-01 | 2099-01-01 | New Orleans | LA | Orleans
16 | A.B. PatersonOtherExisting | Other | 16 | 1315 | CT Oil | Entergy | Amite South - New Orleans | Existing | 1967-09-01 | 2099-01-01 | New Orleans | LA | Orleans
17 | Abercrombie PointOtherExisting | Other | 21.85 | #N/A | ST Other | Eastern Canada | Nova Scotia Power Corp. | Existing | 1999-01-01 | 2099-01-01 | Not Given | NS | Not Applicable
18 | AberdeenOtherExisting | Other | 29.4 | 72761 | CT Oil | MRO US | WAPA Billings East (UM-East) DAKOTAS | Existing | 1978-05-01 | 2099-01-01 | Aberdeen | SD | Brown
19 | Abilene (KPL)CTExisting | CT | 66 | 72763 | CT Gas | SPP | Westar Energy | Existing | 1973-07-01 | 2099-01-01 | Abilene | KS | Dickinson
20 | Abitibi CanyonHydroExisting | Hydro | 266 | 609126 | Hydro Run-of-River | IESO | IESO (Ontario) | Existing | 1933-05-01 | 2099-01-01 | Cochrane | ON | Not Applicable
21 | AcadiaCCExisting | CC | 1240 | 2153 | Combined Cycle | SPP | Cleco Utility Group, Inc. | Existing | 2002-06-01 | 2099-01-01 | Eunice | LA | St. Landry
22 | AcmeCoalCancelled | Coal | 72 | #N/A | Retired | MISO East Region | FirstEnergy Ohio | Cancelled | 1951-06-01 | 1994-12-01 | Toledo | OH | Lucas
23 | Ada Cogeneration Limited PartnCCExisting | CC | 29.4 | 72767 | Combined Cycle | MISO East Region | Consumers Energy Co. | Existing | 1990-10-01 | 2099-01-01 | Ada | MI | Kent
24 | Ada DamHydroCancelled | Hydro | 1.4 | 72768 | Inactive | MISO East Region | Consumers Energy Co. | Cancelled | 1984-01-01 | 2099-01-01 | Ada | MI | Kent
25 | Adirondack Resource Recovery FOtherExisting | Other | 15 | #N/A | ST Other | NYISO | NYISO - Capital Zone (F) | Existing | 1991-10-01 | 2099-01-01 | Hudson Falls | NY | Washington
26 | Adirondack Wind Energy ParkWindPlanned | Wind | 27 | 750291 | Wind | NYISO | NYISO - Capital Zone (F) | Planned | 2007-12-31 | 2099-12-01 | Johnsburg | NY | Warren
27 | Adrian Energy Assoc. LLCCTCancelled | CT | 2.4 | 72773 | Inactive | MISO East Region | Consumers Energy Co. | Cancelled | 1994-12-01 | 2099-01-01 | Adrian | MI | Lenawee
28 | AdrianOtherExisting | Other | 2 | 72772 | CT Oil | MISO East Region | Consumers Energy Co. | Existing | 1948-01-01 | 2099-01-01 | Adrian | MN | Nobles
29 | AdvanceCoalCancelled | Coal | 40 | 72774 | Inactive | MISO East Region | Wolverine Power Supply Coop, Inc. | Cancelled | 1967-01-01 | 2099-01-01 | Boyne City | MI | Charlevoix
30 | Advanced Energy SystemsCTExisting | CT | 22 | 75784 | ST Gas | ISO New England | NSTAR Boston | Existing | 1980-01-01 | 2099-01-01 | Boston | MA | Suffolk
31 | Advanced Energy SystemsOtherExisting | Other | 40.8 | 75784 | CT Oil | ISO New England | NSTAR Boston | Existing | 1985-10-01 | 2099-01-01 | Boston | MA | Suffolk
32 | AEP IGCCIGCCPlanned | IGCC | 600 | 657107 | IGCC | PJM | AEP Ohio | Planned | 2012-05-01 | 2099-12-01 | Not Given | OH | Meigs
33 | AES Beaver ValleyCoalExisting | Coal | 138.5 | 1918 | ST Coal | PJM | Duquesne Light Co. | Existing | 1987-07-01 | 2050-01-01 | Monaca | PA | Beaver
34 | AES CayugaCoalExisting | Coal | 311 | 1462 | ST Coal | NYISO | NYISO - Central Zone (C) | Existing | 1955-09-01 | 2099-01-01 | Lansing | NY | Tompkins
35 | AES CayugaCTCancelled | CT | 5.6 | 1462 | Retired | NYISO | NYISO - Central Zone (C) | Cancelled | 1967-08-01 | 2002-06-01 | Lansing | NY | Tompkins
36 | AES Granite RidgeCCExisting | CC | 720 | 72745 | Combined Cycle | ISO New England | Northeast Utilities - New Hampshire | Existing | 2002-11-01 | 2099-01-01 | Londonderry | NH | Rockingham
37 | AES GreenidgeCoalExisting | Coal | 163 | 1459 | ST Coal | NYISO | NYISO - Central Zone (C) | Existing | 1950-04-01 | 2099-01-01 | Dresden | NY | Yates
38 | AES Hemphill PowerOtherExisting | Other | 16 | 74886 | ST Other | ISO New England | Northeast Utilities - New Hampshire | Existing | 1987-12-01 | 2099-01-01 | Georges Mills | NH | Sullivan
39 | AES HicklingCoalCancelled | Coal | 83 | 1460 | Retired | NYISO | NYISO - Central Zone (C) | Cancelled | 1948-10-01 | 2002-01-01 | Corning | NY | Steuben
40 | AES Ironwood ProjectCCExisting | CC | 777 | 72748 | Combined Cycle | PJM | Metropolitan Edison | Existing | 2002-01-31 | 2099-01-01 | Lebanon | PA | Lebanon
41 | AES JennisonCoalCancelled | Coal | 73 | 1461 | Retired | NYISO | NYISO - Mohawk Valley Zone (E) | Cancelled | 1945-10-01 | 2002-01-01 | Bainbridge | NY | Chenango
42 | AES Red OakCCExisting | CC | 830 | 76838 | Combined Cycle | PJM | Jersey Central Power & Light | Existing | 2002-09-15 | 2099-01-01 | Sayreville | NJ | Middlesex
43 | AES River Mountain ProjectHydroCancelled | Hydro | 720 | #N/A | Cancelled | Entergy | Entergy North | Cancelled | 2005-05-01 | 2099-01-01 | Not Given | AR | Logan
44 | AES Shady Point Inc.CoalExisting | Coal | 350 | 1914 | ST Coal | SPP | Oklahoma Gas & Electric Co. | Existing | 1988-07-01 | 2099-01-01 | Poteau | OK | Le Flore
45 | AES SomersetCoalExisting | Coal | 675 | 1726 | ST Coal | NYISO | NYISO - West Zone (A) | Existing | 1984-08-01 | 2099-01-01 | Barker | NY | Niagara
46 | AES Thames Inc.CoalExisting | Coal | 181 | 1917 | ST Coal | ISO New England | Northeast Utilities - Connecticut | Existing | 1989-10-01 | 2099-01-01 | Uncasville | CT | New London
47 | AES Warrior Run Inc.CoalExisting | Coal | 180 | 1920 | ST Coal | PJM | Allegheny Energy, Inc. | Existing | 2000-02-10 | 2099-01-01 | Cumberland | MD | Allegany
48 | AES WestoverCoalExisting | Coal | 128 | 1458 | ST Coal | NYISO | NYISO - Central Zone (C) | Existing | 1943-10-01 | 2099-01-01 | Johnson City | NY | Broome
49 | AES Whitefield PowerOtherExisting | Other | 16 | 77126 | ST Other | ISO New England | Northeast Utilities - New Hampshire | Existing | 1988-04-01 | 2099-01-01 | Whitefield | NH | Coos
50 | Agassiz Beach LLCWindExisting | Wind | 1 | 72776 | Wind | MISO West Region | Northern States Power Co. | Existing | 2001-08-21 | 2099-01-01 | Hendricks | MN | Lincoln
51 | Agawam TurboexpanderCTCancelled | CT | 2.1 | #N/A | Retired | ISO New England | Northeast Utilities - Connecticut | Cancelled | 1989-08-01 | 2003-07-01 | Agawam | MA | Hampden
52 | Agency GTCTExisting | CT | 74.4 | 72778 | CT Gas | MISO West Region | Alliant West | Existing | 1992-01-01 | 2099-01-01 | Not Given | IA | Des Moines
53 | Agrilectric Power PartnersLimOtherExisting | Other | 13.63 | 72780 | ST Other | Entergy | Entergy West | Existing | 1984-07-01 | 2099-01-01 | Lake Charles | LA | Calcasieu
54 | AguasabonHydroExisting | Hydro | 45 | 609130 | Hydro Run-of-River | IESO | IESO (Ontario) | Existing | 1948-01-01 | 2099-01-01 | Terrace Bay | ON | Not Applicable
55 | Ainsworth Wind FarmWindExisting | Wind | 59.5 | 605133 | Wind | MRO US | Nebraska Public Power District | Existing | 2005-09-15 | 2099-01-01 | Ainsworth | NE | Brown
56 | Air Products Port ArthurCTExisting | CT | 100 | 2134 | CT Gas | Entergy | Entergy South | Existing | 2006-10-25 | 2099-12-01 | Port Arthur | TX | Jefferson
57 | Airport Diesels Marthas VineyardCTCancelled | CT | 3.12 | #N/A | Inactive | ISO New England | NSTAR Commonwealth | Cancelled | 1989-08-01 | 2099-01-01 | West Tisbury | MA | Dukes
58 | AitkinCTCancelled | CT | 2.1 | #N/A | Inactive | MISO West Region | Minnesota Power, Inc. | Cancelled | 1936-05-01 | 2099-01-01 | Aitkin | MN | Aitkin
59 | Albany Steam StationCCCancelled | CC | 534 | 1463 | Cancelled | NYISO | NYISO - Capital Zone (F) | Cancelled | 2005-06-01 | 2099-01-01 | Albany | NY | Albany
60 | Albany Steam StationCTCancelled | CT | 380 | 1463 | Retired | NYISO | NYISO - Capital Zone (F) | Cancelled | 1952-10-01 | 2005-03-01 | Albany | NY | Albany
61 | AlbanyOtherExisting | Other | 6.15 | 72800 | CT Oil | TVA | Associated Electric Coop, Inc. | Existing | 1978-05-01 | 2099-01-01 | Albany | MO | Gentry
62 | AlbrightCoalExisting | Coal | 292 | 1663 | ST Coal | PJM | Allegheny Energy, Inc. | Existing | 1952-12-01 | 2099-01-01 | Albright | WV | Preston
63 | AlconaHydroExisting | Hydro | 8 | 72808 | Hydro Run-of-River | MISO East Region | Consumers Energy Co. | Existing | 1924-01-01 | 2099-01-01 | Black River | MI | Alcona
64 | Alexander (OPGI)HydroExisting | Hydro | 62 | 609133 | Hydro Run-of-River | IESO | IESO (Ontario) | Existing | 1930-10-01 | 2099-01-01 | Nipigon | ON | Not Applicable
65 | Alexander (WPS)HydroExisting | Hydro | 3 | 72811 | Hydro Storage | MISO West Region | Wisconsin Public Service Corp. | Existing | 1925-01-01 | 2099-01-01 | Merrill | WI | Lincoln
66 | Alexandria Power Assoc.OtherExisting | Other | 16.1 | #N/A | ST Other | ISO New England | Northeast Utilities - New Hampshire | Existing | 1988-01-01 | 2099-01-01 | Bristol | NH | Grafton
67 | Alexandria/Arlington ResourceOtherExisting | Other | 26.99 | #N/A | ST Other | PJM | Dominion | Existing | 1988-02-01 | 2099-01-01 | Alexandria | VA | Alexandria
68 | AlexandriaCTCancelled | CT | 7.8 | 72812 | Inactive | MISO West Region | Otter Tail Power Co. | Cancelled | 1967-01-01 | 2099-01-01 | Alexandria | MN | Douglas
69 | AlgonaOtherExisting | Other | 18.6 | 72814 | CT Oil | MRO US | MidAmerican Energy Co. | Existing | 1938-01-01 | 2099-01-01 | Algona | IA | Kossuth
70 | Alice Falls Hydroelectric ProjHydroExisting | Hydro | 2.1 | 72815 | Hydro Run-of-River | NYISO | NYISO - North Zone (D) | Existing | 1991-11-01 | 2099-01-01 | Keeseville | NY | Clinton
71 | AllatoonaHydroExisting | Hydro | 82 | 72818 | Hydro Storage | SERC | Southern Company | Existing | 1950-03-01 | 2099-01-01 | Cartersville | GA | Bartow
72 | Allegan DamHydroExisting | Hydro | 2 | 72819 | Hydro Run-of-River | MISO East Region | Consumers Energy Co. | Existing | 1945-01-01 | 2099-01-01 | Allegan | MI | Allegan
73 | Allegany CogenCCExisting | CC | 67 | 72820 | Combined Cycle | NYISO | NYISO - Genesee Zone (B) | Existing | 1995-03-20 | 2099-01-01 | Hume | NY | Allegany
74 | Allegheny Energy 8 & 9CTExisting | CT | 88 | 2215 | CT Gas | PJM | Allegheny Energy, Inc. | Existing | 2000-08-15 | 2099-01-01 | Gans | PA | Fayette
75 | Allegheny Energy Unit 1&2CTExisting | CT | 87.72 | 2163 | CT Gas | PJM | Allegheny Energy, Inc. | Existing | 1999-12-01 | 2099-01-01 | Springdale | PA | Allegheny
76 | Allegheny Lock & Dam 5HydroCancelled | Hydro | 9.5 | 72821 | Inactive | PJM | Allegheny Energy, Inc. | Cancelled | 1988-12-01 | 2099-01-01 | Schenley | PA | Armstrong
77 | Allegheny Lock & Dam 6HydroCancelled | Hydro | 8.6 | 72822 | Inactive | PJM | Allegheny Energy, Inc. | Cancelled | 1989-01-01 | 2099-01-01 | Ford City | PA | Armstrong
78 | Allegheny Lock & Dam No 7HydroExisting | Hydro | 16 | 72823 | Hydro Run-of-River | PJM | Allegheny Energy, Inc. | Existing | 1990-12-01 | 2099-01-01 | Adrian | PA | Armstrong
79 | Allegheny Lock & Dam No 8HydroExisting | Hydro | 20 | 72824 | Hydro Run-of-River | PJM | Allegheny Energy, Inc. | Existing | 1990-12-01 | 2099-01-01 | Adrian | PA | Armstrong
80 | Allegheny Ridge WindWindExisting | Wind | 90 | 915971 | Wind | PJM | Pennsylvania Electric | Existing | 2006-12-01 | 2099-12-01 | Not Given | PA | Not Applicable
81 | Allen (DUPC)CoalExisting | Coal | 1140 | 1480 | ST Coal | SERC | Duke Energy Corp. | Existing | 1957-06-01 | 2099-01-01 | Belmont | NC | Gaston
82 | Allen (TVA)CoalExisting | Coal | 753 | 1573 | ST Coal | TVA | Tennessee Valley Authority | Existing | 1959-05-01 | 2099-01-01 | Memphis | TN | Shelby
83 | Allen (TVA)CTExisting | CT | 629.8 | 1573 | CT Gas | TVA | Tennessee Valley Authority | Existing | 1971-06-01 | 2099-01-01 | Memphis | TN | Shelby
84 | Allens FallsHydroCancelled | Hydro | 4 | 72828 | Inactive | NYISO | NYISO - Mohawk Valley Zone (E) | Cancelled | 1927-01-01 | 2099-01-01 | Parishville | NY | St. Lawrence
85 | AllentownOtherExisting | Other | 72 | 1540 | CT Oil | PJM | PPL Electric Utilities Corp. | Existing | 1967-07-01 | 2099-01-01 | Allentown | PA | Lehigh
86 | Alliant SBD 8501 Aegon USACTCancelled | CT | 3.2 | 72832 | Inactive | MISO West Region | Alliant West | Cancelled | 1987-02-01 | 2099-01-01 | Cedar Rapids | IA | Linn
87 | Alliant SBD 9201 NorplexCTCancelled | CT | 1.3 | #N/A | Inactive | MISO West Region | Alliant West | Cancelled | 1988-01-01 | 2099-01-01 | Postville | IA | Allamakee
88 | Alliant SBD 9206 DonaldsonCTCancelled | CT | 1.6 | 72840 | Inactive | MISO West Region | Alliant West | Cancelled | 1993-01-01 | 2099-01-01 | Cresco | IA | Howard
89 | Alliant SBD 9302 Aegon NPCTCancelled | CT | 1.25 | 72842 | Inactive | MISO West Region | Alliant West | Cancelled | 1996-06-01 | 2099-01-01 | Cedar Rapids | IA | Linn
90 | Alliant SBD 9402 ClimaxCTCancelled | CT | 8 | 72843 | Inactive | MISO West Region | Alliant West | Cancelled | 1995-07-01 | 2099-01-01 | Fort Madison | IA | Lee
91 | Alliant SBD 9702 Cedar GraphicsCTCancelled | CT | 2.73 | #N/A | Inactive | MISO West Region | Alliant West | Cancelled | 1998-01-01 | 2099-01-01 | Cedar Rapids | IA | Linn
92 | Alliant Sbg-9805 Rockford ProductsCTCancelled | CT | 5.1 | 78285 | Inactive | PJM | Commonwealth Edison Co. | Cancelled | 1999-08-01 | 2099-01-01 | Rockford | IL | Winnebago
93 | AlliantCTCancelled | CT | 1.6 | 72846 | Inactive | MISO West Region | Northern States Power Co. | Cancelled | 1994-01-01 | 2099-01-01 | Hopkins | MN | Hennepin
94 | Alma ModularCTCancelled | CT | 19 | #N/A | Inactive | MISO East Region | Consumers Energy Co. | Cancelled | 1988-01-01 | 2099-01-01 | Alma | MI | Gratiot
95 | AlmaCoalCancelled | Coal | 350 | 1683 | Cancelled | MRO US | Dairyland Power Coop. | Cancelled | 2050-01-01 | 2099-12-01 | Alma | WI | Buffalo
96 | AlmaCoalExisting | Coal | 208.42 | 1683 | ST Coal | MRO US | Dairyland Power Coop. | Existing | 1947-09-01 | 2099-01-01 | Alma | WI | Buffalo
97 | Almonte Upper FallsHydroExisting | Hydro | 2.4 | 917894 | Hydro Run-of-River | IESO | IESO (Ontario) | Existing | 1991-01-01 | 2099-01-01 | Not Given | ON | Not Applicable
98 | AlseyCTExisting | CT | 120 | 72850 | CT Gas | MISO Central Region | AmerenCIPS | Existing | 1999-08-01 | 2099-01-01 | Alsey | IL | Scott
99 | Alta (ALTA)CTCancelled | CT | 2.1 | 72852 | Inactive | MRO US | MidAmerican Energy Co. | Cancelled | 1947-01-01 | 2099-01-01 | Alta | IA | Buena Vista
100 | Altavista (DOMENE)CoalExisting | Coal | 71.1 | 72862 | ST Coal | PJM | Dominion | Existing | 1991-09-01 | 2099-01-01 | Altavista | VA | Campbell
101 | Altresco Pittsfield L.P.CCExisting | CC | 180 | 1940 | Combined Cycle | ISO New England | Northeast Utilities - WCMA | Existing | 1990-06-01 | 2099-01-01 | Pittsfield | MA | Berkshire
102 | Alvin W. VogtleNuclearExisting | Nuclear | 2328 | 77351 | Nuclear | SERC | Southern Company | Existing | 1987-05-01 | 2047-01-01 | Waynesboro | GA | Burke
103 | Alvin W. VogtleNuclearPlanned | Nuclear | 2234 | 77351 | Nuclear | SERC | Southern Company | Planned | 2016-06-01 | 2099-01-01 | Waynesboro | GA | Burke
104 | Amelia Energy CenterCCCancelled | CC | 800 | #N/A | Cancelled | Entergy | Entergy South | Cancelled | 2050-01-01 | 2099-01-01 | China | TX | Jefferson
105 | American Optical CorporationCTCancelled | CT | 8 | #N/A | Retired | ISO New England | National Grid - WCMA | Cancelled | 1938-01-01 | 2001-01-01 | Southbridge | MA | Worcester
106 | American Ref-Fuel Co. of NiagaraOtherExisting | Other | 36 | 76172 | ST Other | NYISO | NYISO - West Zone (A) | Existing | 1980-01-01 | 2099-01-01 | Niagara Falls | NY | Niagara
107 | Ames (IES)OtherExisting | Other | 2 | 72879 | CT Oil | MISO West Region | Alliant West | Existing | 1960-01-01 | 2099-01-01 | Ames | IA | Story
108 | AmesCoalExisting | Coal | 103 | 2439 | ST Coal | MRO US | MidAmerican Energy Co. | Existing | 1968-01-01 | 2099-01-01 | Ames | IA | Story
109 | Ames-GtOtherExisting | Other | 18 | 72881 | CT Oil | MRO US | MidAmerican Energy Co. | Existing | 1972-01-01 | 2099-01-01 | Ames | IA | Story
110 | Amherst Wind Energy ProjectWindPlanned | Wind | 31 | 821934 | Wind | Eastern Canada | Nova Scotia Power Corp. | Planned | 2007-12-31 | 2099-12-01 | Not Given | NS | Not Applicable
111 | Amity LandfillCTExisting | CT | 2 | 77689 | CT Gas | PJM | PPL Electric Utilities Corp. | Existing | 1988-01-01 | 2099-01-01 | Taylor | PA | Lackawanna
112 | AmosCoalExisting | Coal | 2839.1 | 1660 | ST Coal | PJM | AEP Appalachian | Existing | 1971-09-01 | 2099-01-01 | Saint Albans | WV | Putnam
113 | AmoskeagHydroExisting | Hydro | 17.5 | 72883 | Hydro Run-of-River | ISO New England | Northeast Utilities - New Hampshire | Existing | 1924-01-01 | 2099-01-01 | Pinardville | NH | Hillsborough
114 | AMP Ohio CoalCoalFuture | Coal | 1000 | #N/A | Inactive | MISO East Region | FirstEnergy Ohio | Future | 2012-01-01 | 2099-01-01 | Not Given | OH | Not Applicable
115 | Anadarko (WEFA)CCExisting | CC | 342 | 1521 | Combined Cycle | SPP | Western Farmers Electric Coop | Existing | 1977-12-01 | 2099-01-01 | Anadarko | OK | Caddo
116 | Anadarko (WEFA)CTExisting | CT | 75 | 1521 | ST Gas | SPP | Western Farmers Electric Coop | Existing | 1959-08-01 | 2099-01-01 | Anadarko | OK | Caddo
117 | Anadarko (WOODS)CTCancelled | CT | 8.02 | 72884 | Inactive | PJM | AEP Ohio | Cancelled | 1949-01-01 | 2099-01-01 | Woodsfield | OH | Monroe
118 | Anadarko ICTExisting | CT | 90 | 385921 | CT Gas | SPP | Western Farmers Electric Coop | Existing | 2001-05-08 | 2099-01-01 | Anadarko | OK | Caddo
119 | AncloteOtherExisting | Other | 1034 | 1820 | ST Oil | Florida | Progress Energy Florida Inc. | Existing | 1974-10-01 | 2099-01-01 | Tarpon Springs | FL | Pasco
120 | AndersonCTExisting | CT | 162 | 72889 | CT Gas | PJM | AEP I&M | Existing | 1992-06-01 | 2099-01-01 | Anderson | IN | Madison
121 | Andrews FallsHydroExisting | Hydro | 42.4 | 609428 | Hydro Run-of-River | IESO | IESO (Ontario) | Existing | 1975-01-01 | 2099-01-01 | Not Given | ON | Not Applicable
122 | Androscog Mill UpperHydroCancelled | Hydro | 1.8 | 72894 | Inactive | ISO New England | Central Maine Power Co. | Cancelled | 1986-02-01 | 2099-01-01 | Lewiston | ME | Androscoggin
123 | Androscoggin 3HydroCancelled | Hydro | 4 | 72895 | Inactive | ISO New England | Central Maine Power Co. | Cancelled | 1928-01-01 | 2099-01-01 | Lewiston | ME | Androscoggin
124 | Androscoggin Energy CenterCTExisting | CT | 160 | 2097 | CT Gas | ISO New England | Central Maine Power Co. | Existing | 1999-12-22 | 2099-01-01 | Jay | ME | Franklin
125 | Angus AnsonCTExisting | CT | 431.7 | 72900 | CT Gas | MISO West Region | Northern States Power Co. | Existing | 1994-09-01 | 2099-01-01 | Sioux Falls | SD | Minnehaha
126 | AnitaOtherExisting | Other | 2.73 | 72906 | CT Oil | MISO Central Region | AmerenCIPS | Existing | 1939-10-01 | 2099-01-01 | Anita | IA | Cass
127 | Ann Arbor Generating StationCTCancelled | CT | 1.6 | #N/A | Inactive | MISO East Region | Detroit Edison Co. | Cancelled | 1998-01-01 | 2099-01-01 | Not Given | MI | Not Applicable
128 | Ann Arbor GTCTCancelled | CT | 3.2 | 72920 | Inactive | MISO East Region | Detroit Edison Co. | Cancelled | 1998-01-01 | 2099-01-01 | Ann Arbor | MI | Washtenaw
129 | AnnapolisHydroExisting | Hydro | 3.7 | 609213 | Hydro Run-of-River | Eastern Canada | Nova Scotia Power Corp. | Existing | 1984-01-01 | 2099-01-01 | Not Given | NS | Not Applicable
130 | AnsleyCTCancelled | CT | 1.45 | 72909 | Inactive | MRO US | Nebraska Public Power District | Cancelled | 1963-01-01 | 2099-01-01 | Ansley | NE | Custer
131 | Antelope Valley (BEPC)CoalCancelled | Coal | 450 | 1771 | Inactive | MRO US | WAPA Billings East (UM-East) DAKOTAS | Cancelled | 1986-07-01 | 2000-01-01 | Beulah | ND | Mercer
132 | Antelope Valley (BEPC)CoalExisting | Coal | 900 | 1771 | ST Coal | MRO US | WAPA Billings East (UM-East) DAKOTAS | Existing | 1984-07-01 | 2099-01-01 | Beulah | ND | Mercer
133 | AnthonyCTCancelled | CT | 11.1 | 72911 | Inactive | SPP | Western Farmers Electric Coop | Cancelled | 1972-01-01 | 2099-01-01 | Anthony | KS | Harper
134 | ApalachiaHydroExisting | Hydro | 74 | 72913 | Hydro Storage | TVA | Tennessee Valley Authority | Existing | 1943-09-01 | 2099-01-01 | Murphy | NC | Cherokee
135 | Apple RiverHydroExisting | Hydro | 3 | 72915 | Hydro Run-of-River | MISO West Region | Northern States Power Co. | Existing | 1899-12-31 | 2099-01-01 | Somerset | WI | St. Croix
136 | Appleton (WEP)HydroExisting | Hydro | 1 | 72917 | Hydro Run-of-River | MISO West Region | We Energies | Existing | 1980-01-01 | 2099-01-01 | Appleton | WI | Outagamie
137 | Appleton Hydroelectric PlantHydroExisting | Hydro | 1.5 | 651719 | Hydro Run-of-River | IESO | IESO (Ontario) | Existing | 1994-01-01 | 2099-01-01 | Almonte | ON | Not Applicable
138 | Appleton Middle DamHydroCancelled | Hydro | 1.19 | 72917 | Inactive | MISO West Region | We Energies | Cancelled | 1988-01-01 | 2099-01-01 | Appleton | WI | Outagamie
139 | Appomattox Cogeneration FacilityCoalExisting | Coal | 41.51 | 74986 | ST Coal | PJM | Dominion | Existing | 1981-03-01 | 2099-01-01 | Hopewell | VA | Hopewell
140 | Appomattox River Water AuthoriHydroCancelled | Hydro | 3 | #N/A | Inactive | PJM | Dominion | Cancelled | 1993-09-01 | 2099-01-01 | Petersburg | VA | Chesterfield
141 | APS Small HydrosHydroCancelled | Hydro | 2.14 | #N/A | Inactive | PJM | Allegheny Energy, Inc. | Cancelled | 1924-01-01 | 2099-01-01 | Not Given | VA
142 | Arbor Hills Generating FacilitCCCancelled | CC | 20.44 | 72920 | Inactive | MISO East Region | Detroit Edison Co. | Cancelled | 1996-05-01 | 2099-01-01 | Northville | MI | Wayne
143 | ArbuckleCTCancelled | CT | 74 | 1513 | Retired | SPP | Oklahoma Gas & Electric Co. | Cancelled | 1953-03-01 | 2002-01-01 | Sulphur | OK | Murray
144 | Arcadia (AREU)OtherExisting | Other | 9.29 | 72921 | CT Oil | MRO US | Dairyland Power Coop. | Existing | 1930-01-01 | 2099-01-01 | Arcadia | WI | Trempealeau
145 | Arcanum PeakingCTCancelled | CT | 1.83 | 72923 | Inactive | MISO East Region | FirstEnergy Ohio | Cancelled | 1999-06-01 | 2099-01-01 | Not Given | OH | Not Applicable
146 | ArcanumCTCancelled | CT | 1.23 | 72922 | Inactive | MISO East Region | FirstEnergy Ohio | Cancelled | 1946-10-01 | 2099-01-01 | Arcanum | OH | Darke
147 | Archibald Cogeneration PlantCTExisting | CT | 65 | 72924 | ST Gas | PJM | PPL Electric Utilities Corp. | Existing | 1998-06-22 | 2099-01-01 | Archbald | PA | Lackawanna
148 | Argyle - AMEWDCTCancelled | CT | 2.67 | 72926 | Retired | MRO US | Dairyland Power Coop. | Cancelled | 1970-01-01 | 2004-06-01 | Argyle | WI | Lafayette
149 | AriesCCExisting | CC | 591 | 2155 | Combined Cycle | SPP | Aquila MISSOURI | Existing | 2002-03-25 | 2099-01-01 | Pleasant Hill | MO | Cass
150 | AriesCTCancelled | CT | 320 | 2155 | Retired | SPP | Aquila MISSOURI | Cancelled | 2001-07-16 | 2002-03-25 | Pleasant Hill | MO | Cass
151 | Arkansas Nuclear OneNuclearExisting | Nuclear | 1854.8 | 72929 | Nuclear | Entergy | Entergy North | Existing | 1974-12-19 | 2034-05-20 | Russellville | AR | Pope
152 | ArkwrightCoalCancelled | Coal | 168 | 2370 | Retired | SERC | Southern Company | Cancelled | 1943-12-01 | 2002-12-31 | Macon | GA | Bibb
153 | ArkwrightCTCancelled | CT | 31 | 2370 | Retired | SERC | Southern Company | Cancelled | 1969-08-01 | 2002-12-31 | Macon | GA | Bibb
154 | Armstrong (ALENSU)CoalExisting | Coal | 356 | 1555 | ST Coal | PJM | Allegheny Energy, Inc. | Existing | 1958-05-01 | 2099-01-01 | Kittanning | PA | Armstrong
155 | Armstrong CountyCTExisting | CT | 660 | 72934 | CT Gas | PJM | Allegheny Energy, Inc. | Existing | 2002-06-21 | 2099-01-01 | Elderton | PA | Armstrong
156 | ArnpriorHydroExisting | Hydro | 80 | 609138 | Hydro Storage | IESO | IESO (Ontario) | Existing | 1976-01-01 | 2099-01-01 | Not Given | ON | Not Applicable
157 | Aroostook & Bangor Reload CoCTCancelled | CT | 1.75 | 72937 | Inactive | ISO New England | Bangor Hydro-Electric Co. | Cancelled | 1992-01-01 | 2099-01-01 | Mattawamkeag | ME | Penobscot
158 | Aroostook County Wind FarmWindPlanned | Wind | 500 | 840249 | Wind | ISO New England | Bangor Hydro-Electric Co. | Planned | 2007-12-31 | 2099-12-01 | Not Given | ME | Aroostook
159 | Arpin DamHydroCancelled | Hydro | 1.45 | 72939 | Inactive | MISO West Region | Northern States Power Co. | Cancelled | 1971-09-01 | 2099-01-01 | Radisson | WI | Sawyer
160 | Arsenal HillCCPlanned | CC | 500 | #N/A | Combined Cycle | SPP | AEP West - SPP | Planned | 2010-05-01 | 2099-01-01 | Shreveport | LA | Caddo
161 | Arsenal HillCTExisting | CT | 110 | 1317 | ST Gas | SPP | AEP West - SPP | Existing | 1960-04-01 | 2099-01-01 | Shreveport | LA | Caddo
162 | Arthur Kill (NRG)OtherExisting | Other | 869.2 | 1446 | ST Oil | NYISO | NYISO - NY City (J) | Existing | 1959-08-01 | 2099-01-01 | New York | NY | Richmond
163 | Arthur MullergrenCTExisting | CT | 96 | 2446 | ST Gas | SPP | WestPlains Energy (KS) | Existing | 1963-06-01 | 2099-01-01 | Great Bend | KS | Barton
164 | Arvah B HopkinsCTExisting | CT | 464 | 2367 | ST Gas | Florida | Tallahassee Electric & Gas Dept. | Existing | 1971-05-01 | 2099-01-01 | Tallahassee | FL | Leon
165 | AsburyCoalExisting | Coal | 213 | 1388 | ST Coal | SPP | Empire District Electric Co. | Existing | 1970-06-01 | 2099-01-01 | Asbury | MO | Jasper
166 | AscutneyOtherExisting | Other | 14.7 | 72944 | CT Oil | ISO New England | Central Vermont Public Service Corp. | Existing | 1961-01-01 | 2099-01-01 | Ascutney | VT | Windsor
167 | AshevilleCoalExisting | Coal | 394 | 1472 | ST Coal | SERC | Progress Energy Carolina Inc. | Existing | 1964-05-01 | 2099-01-01 | Arden | NC | Buncombe
168 | AshevilleCTExisting | CT | 370 | 1472 | CT Gas | SERC | Progress Energy Carolina Inc. | Existing | 1999-06-07 | 2099-01-01 | Arden | NC | Buncombe
169 | Ashford WindWindPlanned | Wind | 19.5 | 811337 | Wind | NYISO | NYISO - West Zone (A) | Planned | 2008-12-31 | 2099-12-01 | Not Given | NY | Cattaraugus
170 | Ashland (ASHMP)CTCancelled | CT | 4.38 | 72946 | Inactive | SPP | Aquila MISSOURI | Cancelled | 1958-04-01 | 2099-01-01 | Ashland | KS | Clark
171 | Ashland Renewable Energy FacilityOtherExisting | Other | 40 | 618272 | ST Other | ISO New England | Central Maine Power Co. | Existing | 1987-01-01 | 2099-01-01 | Ashland | ME | Aroostook
172 | AshlandCCExisting | CC | 900 | 75668 | Combined Cycle | TVA | Tennessee Valley Authority | Existing | 2003-08-04 | 2099-01-01 | Ashland | MS | Benton
173 | AshokanHydroExisting | Hydro | 3.8 | 72949 | Hydro Run-of-River | NYISO | NYISO - Hudson Valley Zone (G) | Existing | 1982-11-01 | 2099-01-01 | Shokan | NY | Ulster
174 | Ashtabula (CEI)CoalCancelled | Coal | 176 | 1493 | Retired | MISO East Region | FirstEnergy Ohio | Cancelled | 1972-12-01 | 2003-03-31 | Ashtabula | OH | Ashtabula
175 | Ashtabula (CEI)CoalExisting | Coal | 244 | 1493 | ST Coal | MISO East Region | FirstEnergy Ohio | Existing | 1958-12-01 | 2099-01-01 | Ashtabula | OH | Ashtabula
176 | Ashtabula IGCCCCFuture | CC | 200 | 593926 | Inactive | MISO East Region | FirstEnergy Ohio | Future | 2011-01-01 | 2099-12-01 | Ashtabula | OH | Ashtabula
177 | AshtabulaCCCancelled | CC | 830 | 593926 | Cancelled | MISO East Region | FirstEnergy Ohio | Cancelled | 2050-01-01 | 2099-01-01 | Ashtabula | OH | Ashtabula
178 | Astoria Gas TurbinesCTCancelled | CT | 143.1 | 2188 | Inactive | NYISO | NYISO - NY City (J) | Cancelled | 1967-07-01 | 2099-01-01 | New York | NY | Queens
179 | Astoria Gas TurbinesOtherExisting | Other | 662 | 2188 | CT Oil | NYISO | NYISO - NY City (J) | Existing | 1971-01-01 | 2099-01-01 | New York | NY | Queens
180 | Astoria Generating Station (Orion)CTExisting | CT | 924.2 | 1837 | ST Gas | NYISO | NYISO - NY City (J) | Existing | 1954-03-01 | 2050-01-01 | New York | NY | Queens
181 | Astoria Generating Station (Orion)OtherExisting | Other | 361 | 1837 | ST Oil | NYISO | NYISO - NY City (J) | Existing | 1958-09-01 | 2050-01-01 | New York | NY | Queens
182 | AstoriaCCExisting | CC | 500 | 736336 | Combined Cycle | NYISO | NYISO - NY City (J) | Existing | 2006-05-20 | 2099-01-01 | Astoria | NY | Queens
183 | Athens BiomassOtherFuture | Other | 42 | 677887 | ST Other | ISO New England | Central Maine Power Co. | Future | 2008-03-01 | 2099-12-01 | Athens | ME | Somerset
184 | Athens Generating PlantCCExisting | CC | 1287 | 72955 | Combined Cycle | NYISO | NYISO - Capital Zone (F) | Existing | 2004-01-01 | 2099-01-01 | Athens | NY | Greene
185 | AtikokanCoalExisting | Coal | 227 | 750439 | ST Coal | IESO | IESO (Ontario) | Existing | 1985-01-01 | 2012-12-31 | Not Given | ON | Not Applicable
186 | AtkinsonCTCancelled | CT | 85.12 | 2256 | Retired | SERC | Southern Company | Cancelled | 1970-07-01 | 2003-12-01 | Smyrna | GA | Cobb
187 | Atlantic (ATLAN)CTCancelled | CT | 5 | 72958 | Retired | MRO US | MidAmerican Energy Co. | Cancelled | 1958-06-01 | 1975-01-01 | Atlantic | IA | Cass
188 | Atlantic (ATLAN)CTExisting | CT | 14 | 72958 | CT Gas | MRO US | MidAmerican Energy Co. | Existing | 1966-09-01 | 2099-01-01 | Atlantic | IA | Cass
189 | Atlas Bio-Energy CorporationOtherExisting | Other | 3 | #N/A | ST Other | NYISO | NYISO - NY City (J) | Existing | 1996-11-01 | 2099-01-01 | Brooklyn | NY | Kings
190 | Attala Energy CenterCCExisting | CC | 510 | 2173 | Combined Cycle | Entergy | Eastern Entergy | Existing | 2001-06-01 | 2099-01-01 | Kosciusko | MS | Attala
191 | AtticaCTCancelled | CT | 3.04 | 72959 | Inactive | SPP | Aquila MISSOURI | Cancelled | 1954-01-01 | 2099-01-01 | Attica | KS | Harper
192 | Aubrey FallsHydroExisting | Hydro | 162 | 609466 | Hydro Run-of-River | IESO | IESO (Ontario) | Existing | 1969-11-01 | 2099-01-01 | Not Given | ON | Not Applicable
193 | Auburn (AUBU)CTExisting | CT | 18.86 | 72961 | CT Gas | MRO US | Omaha Public Power District | Existing | 1949-01-01 | 2099-01-01 | Auburn | NE | Nemaha
194 | Auburn (OPGI)HydroCancelled | Hydro | 2.11 | 913613 | Inactive | IESO | IESO (Ontario) | Cancelled | 1911-01-01 | 2099-01-01 | Peterborough | ON | Not Applicable
195 | Auburndale Peaking Energy CenterCTExisting | CT | 115 | 72963 | CT Gas | Florida | Tampa Electric Co. | Existing | 2002-07-31 | 2099-12-01 | Auburndale | FL | Polk
196 | Auburndale Power Partners LimCCExisting | CC | 156 | 2078 | Combined Cycle | Florida | Tampa Electric Co. | Existing | 1994-04-01 | 2099-01-01 | Auburndale | FL | Polk
197 | Auburndale Power Partners LimCTCancelled | CT | 50 | 2078 | Retired | Florida | Tampa Electric Co. | Cancelled | 2002-07-31 | 2002-01-01 | Auburndale | FL | Polk
198 | AudrainCTExisting | CT | 640 | 2183 | CT Gas | MISO Central Region | AmerenUE | Existing | 2001-06-06 | 2099-01-01 | Vandalia | MO | Audrain
199 | Auglaize HydroHydroCancelled | Hydro | 4.44 | 72965 | Inactive | MISO East Region | FirstEnergy Ohio | Cancelled | 1992-09-01 | 2099-01-01 | Defiance | OH | Defiance
200 | AutrainHydroExisting | Hydro | 1 | 72974 | Hydro Run-of-River | MISO West Region | We Energies | Existing | 1988-02-01 | 2099-01-01 | Au Train | MI | Alger
201 | Autumn Hill LLCWindCancelled | Wind | 1.9 | 72975 | Inactive | MISO West Region | Northern States Power Co. | Cancelled | 2001-08-21 | 2099-01-01 | Hendricks | MN | Lincoln
202 | Avon (NS)HydroExisting | Hydro | 8.1 | 609326 | Hydro Run-of-River | Eastern Canada | Nova Scotia Power Corp. | Existing | 1958-01-01 | 2099-01-01 | Not Given | NS | Not Applicable
203 | Avon LakeCoalCancelled | Coal | 96 | 1494 | Inactive | MISO East Region | FirstEnergy Ohio | Cancelled | 1949-11-01 | 2099-01-01 | Avon Lake | OH | Lorain
204 | Avon LakeCoalExisting | Coal | 685 | 1494 | ST Coal | MISO East Region | FirstEnergy Ohio | Existing | 1949-12-01 | 2099-01-01 | Avon Lake | OH | Lorain
205 | Avon LakeOtherExisting | Other | 29 | 1494 | CT Oil | MISO East Region | FirstEnergy Ohio | Existing | 1973-12-01 | 2099-01-01 | Avon Lake | OH | Lorain
206 | Avon ParkOtherExisting | Other | 64 | 72985 | CT Oil | Florida | Progress Energy Florida Inc. | Existing | 1968-12-01 | 2050-01-01 | Avon Park | FL | Highlands
207 | Ayers IslandHydroExisting | Hydro | 9.08 | 72987 | Hydro Run-of-River | ISO New England | Northeast Utilities - New Hampshire | Existing | 1925-01-01 | 2099-01-01 | Bristol | NH | Grafton
208 | Aziscohos Hydroelectric ProjecHydroExisting | Hydro | 6.81 | 72988 | Hydro Storage | ISO New England | Central Maine Power Co. | Existing | 1988-07-01 | 2099-01-01 | Wilsons Mills | ME | Oxford
209 | B J Gas RecoveryCTCancelled | CT | 2.4 | 72995 | Inactive | SERC | Southern Company | Cancelled | 1993-09-01 | 2099-01-01 | Norcross | GA | Gwinnett
210 | B.E. MorrowCTExisting | CT | 34 | 72992 | CT Gas | MISO East Region | Consumers Energy Co. | Existing | 1968-12-01 | 2099-01-01 | Galesburg | MI | Kalamazoo
211 | Babylon Resource Recovery FaciOtherExisting | Other | 17 | 73003 | ST Other | NYISO | NYISO - Long Island (K) | Existing | 1989-04-01 | 2099-01-01 | West Babylon | NY | Suffolk
212 | BacontonCTExisting | CT | 188.04 | 2204 | CT Gas | SERC | Southern Company | Existing | 2000-06-01 | 2099-01-01 | Baconton | GA | Mitchell
213 | Bad CreekHydroExisting | Hydro | 1065 | 73005 | Pumped Storage Hydro | SERC | Duke Energy Corp. | Existing | 1991-05-15 | 2099-01-01 | Salem | SC | Oconee
214 | Baie des SablesWindExisting | Wind | 109.5 | 676683 | Renewable (existing) | Eastern Canada | Hydro-Quebec | Existing | 2006-12-01 | 2099-12-01 | Baie Des Sables | PQ | Not Applicable
215 | Baileyville Wind FarmWindPlanned | Wind | 60 | 587648 | Wind | PJM | Commonwealth Edison Co. | Planned | 2007-12-31 | 2099-12-01 | Baileyville | IL | Ogle
216 | BaillyCoalExisting | Coal | 480 | 2417 | ST Coal | MISO East Region | Northern Indiana Public Service Co. | Existing | 1962-11-30 | 2099-01-01 | Chesterton | IN | Porter
217 | BaillyCTExisting | CT | 31 | 2417 | CT Gas | MISO East Region | Northern Indiana Public Service Co. | Existing | 1968-11-01 | 2099-01-01 | Chesterton | IN | Porter
218 | Baker Equipment FacilityCTCancelled | CT | 3.46 | 77329 | Inactive | PJM | Dominion | Cancelled | 1993-02-01 | 2099-01-01 | Richmond | VA | Richmond City
219 | Baldwin (BALD)CTCancelled | CT | 6.3 | 73017 | Inactive | SPP | Kansas City Board of Public Utilities | Cancelled | 1964-10-01 | 2099-01-01 | Baldwin | KS | Douglas
220 | Baldwin (DMG)CoalCancelled | Coal | 1500 | 2399 | Indefinitely Postponed | MISO Central Region | AmerenIP | Cancelled | 2050-01-01 | 2099-01-01 | Baldwin | IL | Randolph
221 | Baldwin (DMG)CoalExisting | Coal | 1823.85 | 2399 | ST Coal | MISO Central Region | AmerenIP | Existing | 1970-07-01 | 2099-01-01 | Baldwin | IL | Randolph
222 | BalefillCTExisting | CT | 4.75 | 73020 | CT Gas | PJM | Public Service Electric & Gas Co. | Existing | 1998-10-01 | 2099-01-01 | North Arlington | NJ | Bergen
223 | Baltimore Refuse Energy System (BRESCO)OtherExisting | Other | 60.22 | #N/A | ST Other | PJM | Baltimore Gas & Electric Co. | Existing | 1984-11-01 | 2099-01-01 | Baltimore | MD | Baltimore
224 | Bangor Pacific HydroHydroExisting | Hydro | 13 | 73025 | Hydro Run-of-River | ISO New England | Bangor Hydro-Electric Co. | Existing | 1988-04-01 | 2099-01-01 | West Enfield | ME | Penobscot
225 | Bankhead DamHydroExisting | Hydro | 56 | 72678 | Hydro Run-of-River | SERC | Southern Company | Existing | 1963-07-01 | 2099-01-01 | Northport | AL | Tuscaloosa
226 | Bar HarborCTCancelled | CT | 8.6 | 73029 | Retired | ISO New England | Bangor Hydro-Electric Co. | Cancelled | 1961-01-01 | 2002-01-01 | Bar Harbor | ME | Hancock
227 | Bar MillsHydroCancelled | Hydro | 4 | 73030 | Inactive | ISO New England | Central Maine Power Co. | Cancelled | 1956-01-01 | 2099-01-01 | Bar Mills | ME | York
228 | Barker Mill-UpperHydroCancelled | Hydro | 1.5 | 73035 | Inactive | ISO New England | Central Maine Power Co. | Cancelled | 1987-01-01 | 2099-01-01 | Auburn | ME | Androscoggin
229 | Barker-LowerHydroCancelled | Hydro | 1.6 | 73034 | Inactive | ISO New England | Central Maine Power Co. | Cancelled | 1986-04-01 | 2099-01-01 | Auburn | ME | Androscoggin
230 | BarkleyHydroExisting | Hydro | 148 | 73036 | Hydro Storage | TVA | Tennessee Valley Authority | Existing | 1966-01-01 | 2099-01-01 | Grand Rivers | KY | Livingston
231 | Barnett ShoalsHydroCancelled | Hydro | 2.32 | 73039 | Inactive | SERC | Southern Company | Cancelled | 1910-12-01 | 2099-01-01 | Eatonton | GA | Oconee
232 | Barrett ChuteHydroExisting | Hydro | 175 | 609142 | Hydro Storage | IESO | IESO (Ontario) | Existing | 1942-08-06 | 2099-01-01 | Renfrew | ON | Not Applicable
233 | BarronCTCancelled | CT | 4.1 | 73041 | Inactive | MRO US | Dairyland Power Coop. | Cancelled | 1944-01-01 | 2099-01-01 | Barron | WI | Barron
234 | BarryCCCancelled | CC | 538 | 2240 | Cancelled | SERC | Southern Company | Cancelled | 2001-05-01 | 2099-01-01 | Bucks | AL | Mobile
235 | BarryCCExisting | CC | 1100 | 2240 | Combined Cycle | SERC | Southern Company | Existing | 2000-05-31 | 2099-01-01 | Bucks | AL | Mobile
236 | BarryCoalExisting | Coal | 1660 | 2240 | ST Coal | SERC | Southern Company | Existing | 1954-02-01 | 2099-01-01 | Bucks | AL | Mobile
237 | Bartletts FerryHydroExisting | Hydro | 193.61 | 73045 | Hydro Storage | SERC | Southern Company | Existing | 1985-11-01 | 2099-01-01 | West Point | GA | Harris
238 | Barton Shoals Energy CenterCCCancelled | CC | 1200 | 616823 | Cancelled | TVA | Tennessee Valley Authority | Cancelled | 2005-06-01 | 2099-01-01 | Barton | AL | Colbert
239 | Batavia Energy FacilityCCExisting | CC | 62 | 2073 | Combined Cycle | NYISO | NYISO - Genesee Zone (B) | Existing | 1992-09-01 | 2099-01-01 | Batavia | NY | Genesee
240 | Batavia Energy FacilityOtherExisting | Other | 11 | 2073 | CT Oil | NYISO | NYISO - Genesee Zone (B) | Existing | 1992-09-01 | 2099-01-01 | Batavia | NY | Genesee
241 | Bates Mill UpperHydroExisting | Hydro | 3.1 | 73054 | Hydro Run-of-River | ISO New England | Central Maine Power Co. | Existing | 1986-02-01 | 2099-01-01 | Lewiston | ME | Androscoggin
242 | Batesville Generation FacilityCCExisting | CC | 837 | 2108 | Combined Cycle | TVA | Tennessee Valley Authority | Existing | 2000-08-15 | 2099-01-01 | Batesville | MS | Panola
243 | Bath CountyHydroExisting | Hydro | 2100 | 73055 | Pumped Storage Hydro | PJM | Dominion | Existing | 1985-12-01 | 2099-01-01 | Warm Springs | VA | Bath
244 | Batiscan ParkHydroCancelled | Hydro | 9.6 | #N/A | Cancelled | Eastern Canada | Hydro-Quebec | Cancelled | 2050-01-01 | 2099-01-01 | Not Given | PQ | Not Applicable
245 | Baton Rouge Cogen (EXXCHE)CCExisting | CC | 347 | 2146 | Combined Cycle | Entergy | Eastern Entergy | Existing | 1999-01-01 | 2099-01-01 | Baton Rouge | LA | East Baton Rouge
246 | Baton Rouge CogenCCCancelled | CC | 433 | 2146 | Inactive | Entergy | Entergy South | Cancelled | 1999-05-15 | 2099-01-01 | Baton Rouge | LA | East Baton Rouge
247 | Baton Rouge PlantCTCancelled | CT | 6 | 73056 | Inactive | Entergy | Entergy South | Cancelled | 1959-01-01 | 2099-01-01 | Baton Rouge | LA | East Baton Rouge
248 | Baton Rouge Turbine GeneratorCTExisting | CT | 88.12 | 73057 | CT Gas | Entergy | Entergy South | Existing | 1992-06-01 | 2099-01-01 | Baton Rouge | LA | East Baton Rouge
249 | BaudetteCTCancelled | CT | 1.94 | 73059 | Inactive | MISO West Region | Otter Tail Power Co. | Cancelled | 1936-01-01 | 2099-01-01 | Baudette | MN | Lake Of The Woods
250 | Baxter WilsonCTExisting | CT | 1300 | 1384 | ST Gas | Entergy | Eastern Entergy | Existing | 1967-02-01 | 2099-01-01 | Vicksburg | MS | Warren
251 | Bay FrontCoalExisting | Coal | 71 | 1671 | ST Coal | MISO West Region | Northern States Power Co. | Existing | 1949-01-01 | 2099-01-01 | Ashland | WI | Ashland
252 | Bay Resource Management CenterOtherExisting | Other | 12.65 | 73061 | ST Other | SERC | Southern Company | Existing | 1988-04-01 | 2099-01-01 | Panama City | FL | Bay
253 | Bay ShoreCoalExisting | Coal | 631 | 1509 | ST Coal | MISO East Region | FirstEnergy Ohio | Existing | 1955-08-01 | 2099-01-01 | Oregon | OH | Lucas
254 | Bay ShoreOtherExisting | Other | 17 | 1509 | CT Oil | MISO East Region | FirstEnergy Ohio | Existing | 1967-08-01 | 2099-01-01 | Oregon | OH | Lucas
255 | BayboroOtherExisting | Other | 232 | 73063 | CT Oil | Florida | Progress Energy Florida Inc. | Existing | 1973-04-01 | 2050-01-01 | Saint Petersburg | FL | Pinellas
256 | BayonneCTCancelled | CT | 48 | 1980 | Retired | PJM | Public Service Electric & Gas Co. | Cancelled | 1970-06-01 | 2006-05-20 | Bayonne | NJ | Hudson
257 | Bayou CoveCTExisting | CT | 320 | 73066 | CT Gas | Entergy | Entergy West | Existing | 2002-08-01 | 2099-01-01 | Evangeline | LA | Acadia
258 | Bayside Power Generation ProjectCCExisting | CC | 273.71 | 609124 | Combined Cycle | Eastern Canada | NB Power | Existing | 2001-06-16 | 2099-01-01 | Saint John | NB | Not Applicable
259 | BaysideCCExisting | CC | 1859 | 2355 | Combined Cycle | Florida | Tampa Electric Co. | Existing | 2003-06-01 | 2099-01-01 | Tampa | FL | Hillsborough
260 | Bayswater Clean Energy CenterCTExisting | CT | 54 | 73070 | CT Gas | NYISO | NYISO - Long Island (K) | Existing | 2002-07-08 | 2099-01-01 | Far Rockaway | NY | Queens
261 | BayviewOtherExisting | Other | 12 | 73073 | CT Oil | PJM | Delmarva Power & Light Co. | Existing | 1963-10-01 | 2099-01-01 | Not Given | VA | Northampton
262 | Bayville Central FacilityCTCancelled | CT | 1.59 | 73074 | Retired | PJM | Jersey Central Power & Light | Cancelled | 1988-09-01 | 2002-12-01 | Bayville | NJ | Ocean
263 | Beacon HeatingCTExisting | CT | 5 | 73075 | ST Gas | MISO East Region | Detroit Edison Co. | Existing | 1959-11-01 | 2099-01-01 | Detroit | MI | Wayne
264 | Beals RoadCTCancelled | CT | 2 | 582931 | Inactive | MISO East Region | Consumers Energy Co. | Cancelled | 1999-01-01 | 2099-01-01 | Jackson | MI | Jackson
265 | Beamsville ICTExisting | CT | 1.05 | #N/A | CT Gas | IESO | IESO (Ontario) | Existing | 1995-01-01 | 2099-01-01 | Not Given | ON | Not Applicable
266 | Bear Creek (NPL)HydroExisting | Hydro | 10.2 | 73077 | Hydro Run-of-River | SERC | Duke Energy Corp. | Existing | 1954-03-01 | 2099-01-01 | Tuckasegee | NC | Jackson
267 | Bear Creek WindWindExisting | Wind | 24 | 605350 | Wind | PJM | PPL Electric Utilities Corp. | Existing | 2006-02-01 | 2099-12-01 | Bear Creek | PA | Luzerne
268 | Bear GardenCCCancelled | CC | 900 | #N/A | Indefinitely Postponed | PJM | Dominion | Cancelled | 2050-01-01 | 2099-01-01 | Not Given | VA | Buckingham
269 | Bear SwampHydroExisting | Hydro | 589 | 73080 | Pumped Storage Hydro | ISO New England | National Grid - WCMA | Existing | 1974-09-01 | 2099-01-01 | Rowe | MA | Franklin
270 | BeardsleeHydroExisting | Hydro | 16.2 | 73082 | Hydro Run-of-River | NYISO | NYISO - Mohawk Valley Zone (E) | Existing | 1924-01-01 | 2099-01-01 | Little Falls | NY | Herkimer
271 | Beatrice Power ProjectCCExisting | CC | 250 | 587613 | Combined Cycle | MRO US | Nebraska Public Power District | Existing | 2005-01-07 | 2099-01-01 | Beatrice | NE | Gage
272 | Beauharnois 2CCCancelled | CC | 800 | #N/A | Cancelled | Eastern Canada | Hydro-Quebec | Cancelled | 2050-01-01 | 2099-01-01 | Montreal | PQ | Not Applicable
273 | BeauharnoisHydroExisting | Hydro | 1660.16 | 608947 | Hydro Run-of-River | Eastern Canada | Hydro-Quebec | Existing | 1960-07-01 | 2099-01-01 | Not Given | PQ | Not Applicable
274 | Beaumont (HYQU)HydroExisting | Hydro | 264.6 | 608953 | Hydro Run-of-River | Eastern Canada | Hydro-Quebec | Existing | 1958-08-01 | 2099-01-01 | Not Given | PQ | Not Applicable
275 | Beaumont RefineryCCCancelled | CC | 363 | 1987 | Inactive | Entergy | Entergy South | Cancelled | 2005-08-30 | 2099-01-01 | Beaumont | TX | Jefferson
276 | Beaver - Livermore FallsOtherExisting | Other | 39.6 | 73085 | ST Other | ISO New England | Central Maine Power Co. | Existing | 1992-10-01 | 2099-01-01 | Livermore Falls | ME | Androscoggin
277 | Beaver City (BCMP)CTCancelled | CT | 1.76 | 73086 | Inactive | MRO US | Nebraska Public Power District | Cancelled | 1957-10-01 | 2099-01-01 | Beaver City | NE | Furnas
278 | Beaver Creek Wind EnergyWindPlanned | Wind | 150 | #N/A | Wind | SPP | Western Farmers Electric Coop | Planned | 2007-12-31 | 2099-12-01 | Not Given | OK | Not Applicable
279 | Beaver Falls IHydroCancelled | Hydro | 1.44 | 73090 | Inactive | NYISO | NYISO - Mohawk Valley Zone (E) | Cancelled | 1986-01-01 | 2099-01-01 | Beaver Falls | NY | Lewis
280 | Beaver FallsCCExisting | CC | 107.8 | 1909 | Combined Cycle | NYISO | NYISO - Mohawk Valley Zone (E) | Existing | 1994-01-01 | 2099-01-01 | Beaver Falls | NY | Lewis
281 | Beaver IslandCTCancelled | CT | 2.15 | 73092 | Inactive | MISO East Region | Wolverine Power Supply Coop, Inc. | Cancelled | 1950-01-01 | 2099-01-01 | Saint James | MI | Charlevoix
282 | Beaver LakeHydroExisting | Hydro | 128.8 | 73084 | Hydro Storage | SPP | Southwestern Power Administration | Existing | 1965-05-01 | 2099-01-01 | Rogers | AR | Carroll
283 | Beaver Valley Plant/PattersonHydroCancelled | Hydro | 1.2 | 73099 | Inactive | PJM | Duquesne Light Co. | Cancelled | 1988-01-01 | 2099-01-01 | Beaver Falls | PA | Beaver
284 | Beaver ValleyNuclearExisting | Nuclear | 1667 | 73098 | Nuclear | PJM | Duquesne Light Co. | Existing | 1976-10-01 | 2036-01-01 | Shippingport | PA | Beaver
285 | Beaver Wood Joint VentureCTCancelled | CT | 16.97 | 607991 | Retired | ISO New England | Bangor Hydro-Electric Co. | Cancelled | 1986-10-01 | 2001-04-01 | Not Given | ME | Penobscot
286 | Becancour (HYQU)OtherExisting | Other | 431 | 608672 | CT Oil | Eastern Canada | Hydro-Quebec | Existing | 1992-12-01 | 2099-01-01 | Not Given | PQ | Not Applicable
287 | Becancour (TRNCANEN)CCExisting | CC | 533 | 588149 | Combined Cycle | Eastern Canada | Hydro-Quebec | Existing | 2006-09-17 | 2099-12-01 | Not Given | PQ | Not Applicable
288 | BeckjordCoalCancelled | Coal | 417 | 1491 | Inactive | MISO Central Region | Duke (Cinergy) | Cancelled | 1969-07-01 | 2000-01-01 | New Richmond | OH | Clermont
289 | BeckjordCoalExisting | Coal | 1121 | 1491 | ST Coal | MISO Central Region | Duke (Cinergy) | Existing | 1952-06-01 | 2050-01-01 | New Richmond | OH | Clermont
290 | BeckjordOtherExisting | Other | 244 | 1491 | CT Oil | MISO Central Region | Duke (Cinergy) | Existing | 1972-04-01 | 2099-01-01 | New Richmond | OH | Clermont
291 | Bedford Power ProjectCCPlanned | CC | 385 | #N/A | Combined Cycle | Eastern Canada | Nova Scotia Power Corp. | Planned | 2008-01-01 | 2099-12-01 | Not Given | NS | Not Applicable
292 | BedfordCTCancelled | CT | 86 | 650195 | Cancelled | MISO Central Region | Duke (Cinergy) | Cancelled | 2050-01-01 | 2099-12-01 | Bedford | IN | Lawrence
293 | Beebee IslandHydroCancelled | Hydro | 8.4 | 73103 | Inactive | NYISO | NYISO - Mohawk Valley Zone (E) | Cancelled | 1968-01-01 | 2099-01-01 | Watertown | NY | Jefferson
294 | Beech Hollow Power ProjectCoalFuture | Coal | 300 | 748138 | ST Coal | PJM | Allegheny Energy, Inc. | Future | 2009-01-01 | 2099-12-01 | Burgettstown | PA | Washington
295 | Beech Ridge Wind FarmWindPlanned | Wind | 186 | 821975 | Wind | PJM | AEP Appalachian | Planned | 2007-12-31 | 2099-12-01 | Not Given | WV | Greenbrier
296 | BeechwoodHydroExisting | Hydro | 113 | 609232 | Hydro Storage | Eastern Canada | NB Power | Existing | 1962-01-01 | 2099-01-01 | Not Given | NB | Not Applicable
297 | BeldensHydroExisting | Hydro | 5.7 | 73106 | Hydro Run-of-River | ISO New England | Central Vermont Public Service Corp. | Existing | 1988-12-01 | 2099-01-01 | Brooksville | VT | Addison
298 | Belews CreekCoalExisting | Coal | 2240 | 1819 | ST Coal | SERC | Duke Energy Corp. | Existing | 1974-08-01 | 2099-01-01 | Walnut Cove | NC | Stokes
299 | BelfortHydroCancelled | Hydro | 2.01 | 73107 | Inactive | NYISO | NYISO - Mohawk Valley Zone (E) | Cancelled | 1903-01-01 | 2099-01-01 | Croghan | NY | Lewis
300 | Bell meadeCCExisting | CC | 250 | 1838 | Combined Cycle | PJM | Dominion | Existing | 1991-03-01 | 2099-01-01 | Not Given | VA | Not Applicable
301 | Belle RiverCoalExisting | Coal | 1260 | 1710 | ST Coal | MISO East Region | Detroit Edison Co. | Existing | 1984-08-01 | 2099-01-01 | East China Twp | MI | St. Clair
302 | Belle RiverCTExisting | CT | 279 | 1710 | CT Gas | MISO East Region | Detroit Edison Co. | Existing | 1999-07-01 | 2099-01-01 | East China Twp | MI | St. Clair
303 | Belle RiverOtherExisting | Other | 14 | 1710 | CT Oil | MISO East Region | Detroit Edison Co. | Existing | 1981-11-01 | 2099-01-01 | East China Twp | MI | St. Clair
304 | BelleduneCoalExisting | Coal | 458.1 | 609157 | ST Coal | Eastern Canada | NB Power | Existing | 1993-10-01 | 2099-01-01 | Not Given | NB | Not Applicable
305 | BellefonteNuclearCancelled | Nuclear | 2330.12 | 73113 | Nuclear | TVA | Tennessee Valley Authority | Cancelled | 2014-01-01 | 2099-12-01 | Hollywood | AL | Jackson
306 | BellefonteNuclearPlanned | Nuclear | 2280 | 73113 | Nuclear | TVA | Tennessee Valley Authority | Planned | 2017-05-01 | 2099-12-01 | Hollywood | AL | Jackson
307 | Belleville (AMP)HydroExisting | Hydro | 42 | 73115 | Hydro Run-of-River | PJM | AEP Appalachian | Existing | 1999-07-22 | 2099-01-01 | Belleville | WV | Wood
308 | Belleville (BELLE)OtherExisting | Other | 13.13 | 73114 | CT Oil | SPP | WestPlains Energy (KS) | Existing | 1946-01-01 | 2099-01-01 | Belleville | KS | Republic
309 | BellevueCTCancelled | CT | 5.88 | 73116 | Inactive | MISO West Region | Alliant West | Cancelled | 1971-01-01 | 2099-01-01 | Bellevue | IA | Jackson
310 | Bellingham (FPL)CCCancelled | CC | 525 | 75046 | Cancelled | ISO New England | NSTAR Boston | Cancelled | 2050-01-01 | 2099-01-01 | Bellingham | MA | Norfolk
311 | Bellingham Cogeneration FacilityCCExisting | CC | 350 | 1886 | Combined Cycle | ISO New England | NSTAR Boston | Existing | 1991-09-15 | 2099-01-01 | Bellingham | MA | Norfolk
312 | BellinghamCCExisting | CC | 504 | 75046 | Combined Cycle | ISO New England | NSTAR Boston | Existing | 2002-11-01 | 2099-01-01 | Bellingham | MA | Norfolk
313 | Bellows FallsHydroExisting | Hydro | 48.54 | 73119 | Hydro Storage | ISO New England | Central Vermont Public Service Corp. | Existing | 1928-03-01 | 2099-01-01 | Bellows Falls | VT | Windham
314 | Beloit (Beloi)CTCancelled | CT | 17.75 | 73120 | Inactive | SPP | Aquila MISSOURI | Cancelled | 1964-11-01 | 2099-01-01 | Beloit | KS | Mitchell
315 | BenkelmanCTCancelled | CT | 1 | 73125 | Inactive | MRO US | Nebraska Public Power District | Cancelled | 1941-01-01 | 2099-01-01 | Benkelman | NE | Dundy
316 | BenndaleCTExisting | CT | 16.2 | 73126 | CT Gas | SERC | South Mississippi Electric Power Association | Existing | 1969-10-01 | 2099-01-01 | Lucedale | MS | George
317 | Bennetts BridgeHydroExisting | Hydro | 31.32 | 73127 | Hydro Storage | NYISO | NYISO - Central Zone (C) | Existing | 1964-01-01 | 2099-01-01 | Altmar | NY | Oswego
318 | BenningOtherExisting | Other | 550 | 2336 | ST Oil | PJM | Potomac Electric Power Co. | Existing | 1968-06-01 | 2099-01-01 | Washington | DC | Washington
319 | Bennington MillOtherExisting | Other | 20 | 618186 | ST Other | ISO New England | Northeast Utilities - New Hampshire | Existing | 1988-01-01 | 2099-01-01 | Bennington | NH | Hillsborough
320 | Benson - BWLDCTCancelled | CT | 2.5 | #N/A | Inactive | MISO West Region | Otter Tail Power Co. | Cancelled | 1936-01-01 | 2099-01-01 | Benson | MN | Swift
321 | Benson BiomassOtherUnder Construction | Other | 55 | 73129 | ST Other | MISO West Region | Northern States Power Co. | Under Construction | 2007-03-01 | 2099-01-01 | Benson | MN | Swift
322 | Benson WindWindPlanned | Wind | 160 | 605621 | Wind | PJM | Commonwealth Edison Co. | Planned | 2007-12-31 | 2099-12-01 | Not Given | IL | Woodford
323 | Benton FallsHydroExisting | Hydro | 4.34 | 73133 | Hydro Run-of-River | ISO New England | Central Maine Power Co. | Existing | 1987-12-01 | 2099-01-01 | Benton | ME | Kennebec
324 | Bergen (PSEGF)CCExisting | CC | 1175 | 1428 | Combined Cycle | PJM | Public Service Electric & Gas Co. | Existing | 1995-10-01 | 2099-01-01 | Burlington | NJ | Bergen
325 | Bergen (PSEGF)CTExisting | CT | 24 | 1428 | CT Gas | PJM | Public Service Electric & Gas Co. | Existing | 1967-07-01 | 2099-01-01 | Burlington | NJ | Bergen
326 | Berkshire PowerCCExisting | CC | 264.76 | 2100 | Combined Cycle | ISO New England | Massachusetts Municipal Wholesale - WCMA | Existing | 2000-07-01 | 2099-01-01 | Agawam | MA | Hampden
327 | Berlin (WPL)CTExisting | CT | 2 | 583006 | CT Gas | MISO West Region | Alliant East | Existing | 2001-01-01 | 2099-01-01 | Berlin | WI | Green Lake
328 | Berlin 5OtherExisting | Other | 57.1 | 73140 | CT Oil | ISO New England | Green Mountain Power Corp. | Existing | 1972-06-01 | 2099-01-01 | Montpelier Junction | VT | Washington
329 | Berlin-GorhamHydroExisting | Hydro | 29.62 | 73141 | Hydro Run-of-River | ISO New England | Northeast Utilities - New Hampshire | Existing | 1920-01-01 | 2099-01-01 | Berlin | NH | Coos
330 | Berlin-GorhamOtherExisting | Other | 15 | 73141 | ST Other | ISO New England | Northeast Utilities - New Hampshire | Existing | 1926-01-01 | 2099-01-01 | Berlin | NH | Coos
331 | BerlinOtherExisting | Other | 10.77 | 73139 | CT Oil | PJM | Delmarva Power & Light Co. | Existing | 1937-01-01 | 2099-01-01 | Berlin | MD | Worcester
332 | Berrien Energy CenterCCCancelled | CC | 900 | 594127 | Indefinitely Postponed | PJM | AEP I&M | Cancelled | 2050-01-01 | 2099-01-01 | Benton Harbor | MI | Berrien
333 | Berrien SpringsHydroCancelled | Hydro | 5.56 | 73144 | Inactive | PJM | AEP I&M | Cancelled | 1908-01-01 | 2099-01-01 | Berrien Springs | MI | Berrien
334 | Bersimis 1HydroExisting | Hydro | 958.6 | 608960 | Hydro Storage | Eastern Canada | Hydro-Quebec | Existing | 2004-06-01 | 2099-01-01 | Not Given | PQ | Not Applicable
335 | Bersimis 2HydroExisting | Hydro | 715.66 | 608923 | Hydro Run-of-River | Eastern Canada | Hydro-Quebec | Existing | 1991-12-01 | 2099-01-01 | Not Given | PQ | Not Applicable
336 | Bethany (BETMU)OtherExisting | Other | 9.4 | 73150 | CT Oil | TVA | Associated Electric Coop, Inc. | Existing | 1968-01-01 | 2099-01-01 | Bethany | MO | Harrison
337 | Bethlehem (CIV)CCExisting | CC | 1100 | 73155 | Combined Cycle | PJM | PECO Energy Co. | Existing | 2003-06-01 | 2099-01-01 | Bethlehem | PA | Northampton
338 | Bethlehem (CIV)CTCancelled | CT | 666 | 73155 | Retired | PJM | PECO Energy Co. | Cancelled | 2002-12-01 | 2003-05-15 | Bethlehem | PA | Northampton
339 | Bethlehem Energy CenterCCExisting | CC | 750 | 404924 | Combined Cycle | NYISO | NYISO - Capital Zone (F) | Existing | 2005-07-18 | 2050-01-01 | Albany | NY | Albany
340 | Bethlehem ProjectOtherExisting | Other | 17.59 | 839434 | ST Other | ISO New England | Northeast Utilities - New Hampshire | Existing | 1986-12-01 | 2099-01-01 | Bethlehem | NH | Grafton
341 | Bethpage (TBG - Grumman)CCExisting | CC | 72.3 | 626314 | Combined Cycle | NYISO | NYISO - Long Island (K) | Existing | 1989-08-01 | 2099-01-01 | Bethpage | NY | Nassau
342 | Bethpage (TBG - Grumman)CTExisting | CT | 44 | 626314 | CT Gas | NYISO | NYISO - Long Island (K) | Existing | 2002-07-01 | 2099-01-01 | Bethpage | NY | Nassau
343 | Bethpage 3CCExisting | CC | 79.9 | 626314 | Combined Cycle | NYISO | NYISO - Long Island (K) | Existing | 2005-07-08 | 2099-01-01 | Bethpage | NY | Nassau
344 | BHE Small HydrosHydroCancelled | Hydro | 2.25 | #N/A | Inactive | ISO New England | Bangor Hydro-Electric Co. | Cancelled | 1985-01-01 | 2099-01-01 | Sebec | ME
345 | BHP Copper White Pine Ref. Inc .CoalCancelled | Coal | 20 | 77131 | Retired | MISO West Region | We Energies | Cancelled | 1955-12-01 | 2001-01-01 | White Pine | MI | Ontonagon
346 | BHP Copper White Pine Ref. Inc .CoalExisting | Coal | 40 | 77131 | ST Coal | MISO West Region | We Energies | Existing | 1955-12-01 | 2099-01-01 | White Pine | MI | Ontonagon
347 | Big Bend ProjectHydroExisting | Hydro | 536 | 73159 | Hydro Storage | MRO US | WAPA Billings East (UM-East) NEBRASKA & IOWA | Existing | 1965-02-01 | 2099-01-01 | Gann Valley | SD | Buffalo
348 | Big BendCoalExisting | Coal | 1742 | 2354 | ST Coal | Florida | Tampa Electric Co. | Existing | 1970-10-01 | 2099-01-01 | Tampa | FL | Hillsborough
349 | Big BendOtherExisting | Other | 177 | 2354 | CT Oil | Florida | Tampa Electric Co. | Existing | 1969-02-01 | 2099-01-01 | Tampa | FL | Hillsborough
350 | Big Cajun 1CTExisting | CT | 460 | 1324 | ST Gas | Entergy | NRG Louisiana Generating LLC | Existing | 1972-03-01 | 2099-01-01 | New Roads | LA | Pointe Coupee
351 | Big Cajun 2CoalCancelled | Coal | 675 | 1716 | Indefinitely Postponed | Entergy | NRG Louisiana Generating LLC | Cancelled | 2050-01-01 | 2099-01-01 | New Roads | LA | Pointe Coupee
352 | Big Cajun 2CoalExisting | Coal | 1725 | 1716 | ST Coal | Entergy | NRG Louisiana Generating LLC | Existing | 1981-06-01 | 2099-01-01 | New Roads | LA | Pointe Coupee
353 | Big ChuteHydroExisting | Hydro | 10 | 913441 | Hydro Run-of-River | IESO | IESO (Ontario) | Existing | 1909-01-01 | 2099-01-01 | Coldwater | ON | Not Applicable
354 | Big EddyHydroExisting | Hydro | 8.08 | 913435 | Hydro Run-of-River | IESO | IESO (Ontario) | Existing | 1913-01-01 | 2099-01-01 | Bala | ON | Not Applicable
355 | Big Escambia Creek Treating FaCTExisting | CT | 3.75 | 73169 | ST Gas | SERC | Alabama Electric Coop, Inc. | Existing | 1974-06-01 | 2099-01-01 | Atmore | AL | Escambia
356 | Big Falls (NS)HydroExisting | Hydro | 10.6 | 609305 | Hydro Run-of-River | Eastern Canada | Nova Scotia Power Corp. | Existing | 1929-01-01 | 2099-01-01 | Not Given | NS | Not Applicable
357 | Big Falls (NSP)HydroExisting | Hydro | 7.1 | 73170 | Hydro Run-of-River | MISO West Region | Northern States Power Co. | Existing | 1925-01-01 | 2099-01-01 | Tony | WI | Rusk
358 | Big IslandCTCancelled | CT | 7.5 | 73172 | Inactive | PJM | AEP Appalachian | Cancelled | 1965-01-01 | 2099-01-01 | Big Island | VA | Bedford
359 | Big IslandHydroCancelled | Hydro | 3.77 | 73172 | Inactive | PJM | AEP Appalachian | Cancelled | 1920-06-01 | 2099-01-01 | Big Island | VA | Bedford
360 | Big Pine (KEYW)OtherExisting | Other | 2.5 | 73173 | CT Oil | Florida | Florida Municipal Power Agency | Existing | 1969-02-01 | 2099-01-01 | Key West | FL | Monroe
361 | Big Quinnesec 61HydroExisting | Hydro | 3 | 73175 | Hydro Run-of-River | MISO West Region | We Energies | Existing | 1914-01-01 | 2099-01-01 | Quinnesec | MI | Dickinson
362 | Big Quinnesec 92HydroExisting | Hydro | 16 | 73176 | Hydro Run-of-River | MISO West Region | We Energies | Existing | 1949-11-01 | 2099-01-01 | Quinnesec | MI | Dickinson
363 | Big Sandy (CPI)CTExisting | CT | 300 | 2197 | CT Gas | PJM | AEP Kentucky | Existing | 2001-08-10 | 2099-01-01 | Not Given | WV | Wayne
364 | Big Sandy (KPC)CoalExisting | Coal | 1043.2 | 2459 | ST Coal | PJM | AEP Kentucky | Existing | 1963-01-01 | 2099-01-01 | Louisa | KY | Lawrence
365 | Big Stone IICoalFuture | Coal | 600 | 1734 | Inactive | MISO West Region | Otter Tail Power Co. | Future | 2011-01-01 | 2099-12-01 | Big Stone City | SD | Grant
366 | Big StoneCoalCancelled | Coal | 469.3 | 1734 | Inactive | MISO West Region | Otter Tail Power Co. | Cancelled | 1975-05-01 | 2000-01-01 | Big Stone City | SD | Grant
367 | Big StoneCoalExisting | Coal | 469.3 | 1734 | ST Coal | MISO West Region | Otter Tail Power Co. | Existing | 1975-05-01 | 2099-01-01 | Big Stone City | SD | Grant
368 | Big StoneCoalFuture | Coal | 600 | 1734 | ST Coal | MISO West Region | Otter Tail Power Co. | Future | 2011-01-01 | 2099-01-01 | Big Stone City | SD | Grant
369 | Big StoneOtherExisting | Other | 1 | 1734 | ST Oil | MISO West Region | Otter Tail Power Co. | Existing | 1975-05-01 | 2099-01-01 | Big Stone City | SD | Grant
370 | Bingham ChuteHydroExisting | Hydro | 1.78 | 913618 | Hydro Run-of-River | IESO | IESO (Ontario) | Existing | 1923-12-02 | 2099-01-01 | Powassan | ON | Not Applicable
371 | Binghamton Cogeneration PlantCCExisting | CC | 51.4 | 73185 | Combined Cycle | NYISO | NYISO - Central Zone (C) | Existing | 1992-06-01 | 2099-12-01 | Binghamton | NY | Broome
372 | Binghamton Cogeneration PlantCTExisting | CT | 50.01 | 73185 | ST Gas | NYISO | NYISO - Central Zone (C) | Existing | 1992-06-01 | 2050-01-01 | Binghamton | NY | Broome
373 | Biodyne BeecherCTCancelled | CT | 4.25 | 73188 | Inactive | PJM | Commonwealth Edison Co. | Cancelled | 2001-07-01 | 2099-01-01 | Beecher | IL | Will
374 | Biodyne LansingCTCancelled | CT | 2.15 | 73190 | Inactive | PJM | Commonwealth Edison Co. | Cancelled | 1997-06-01 | 2099-01-01 | Lansing | IL | Cook
375 | Biodyne LyonsCTCancelled | CT | 4.55 | 73191 | Inactive | PJM | Commonwealth Edison Co. | Cancelled | 1998-01-01 | 2099-01-01 | Mccook | IL | Cook
376 | Biodyne PeoriaCTCancelled | CT | 4.25 | 73192 | Inactive | MISO Central Region | AmerenCILCO | Cancelled | 1997-04-01 | 2099-01-01 | Brimfield | IL | Peoria
377 | Biodyne PontiacCTCancelled | CT | 18 | 73187 | Inactive | PJM | Commonwealth Edison Co. | Cancelled | 1999-12-01 | 2099-01-01 | Pontiac | IL | Livingston
378 | Biodyne SpringfieldCTCancelled | CT | 3.25 | 73193 | Inactive | MISO Central Region | City Water, Light & Power (Springfield IL) | Cancelled | 1997-01-01 | 2099-01-01 | Springfield | IL | Sangamon
379 | Bioenergy Corp.OtherExisting | Other | 11.45 | #N/A | ST Other | ISO New England | Northeast Utilities - WCMA | Existing | 1984-11-01 | 2099-01-01 | Pittsfield | MA | Franklin
380 | Bio-Energy CorporationOtherExisting | Other | 12.65 | #N/A | ST Other | ISO New England | Northeast Utilities - New Hampshire | Existing | 1984-08-01 | 2099-01-01 | Hopkinton | NH | Merrimack
381 | Birchwood Power FacilityCoalExisting | Coal | 243 | 2050 | ST Coal | PJM | Dominion | Existing | 1996-11-01 | 2099-01-01 | King George | VA | King George
382 | Bird CityCTCancelled | CT | 4 | 73198 | Inactive | SPP | MidWest Energy, Inc. | Cancelled | 1965-01-01 | 2099-01-01 | Bird City | KS | Cheyenne
383 | BironHydroCancelled | Hydro | 5.63 | 73199 | Inactive | MISO West Region | Wisconsin Public Service Corp. | Cancelled | 1995-01-01 | 2099-01-01 | Biron | WI | Wood
384 | Bi-State LandfillCTCancelled | CT | 2 | #N/A | Indefinitely Postponed | MISO Central Region | AmerenIP | Cancelled | 2050-01-01 | 2099-01-01 | Belleville | IL | St. Clair
385 | Black DogCCExisting | CC | 305.3 | 1375 | Combined Cycle | MISO West Region | Northern States Power Co. | Existing | 2002-07-28 | 2099-01-01 | Burnsville | MN | Dakota
386 | Black DogCoalCancelled | Coal | 75 | 1375 | Retired | MISO West Region | Northern States Power Co. | Cancelled | 1952-09-01 | 2002-08-01 | Burnsville | MN | Dakota
387 | Black DogCoalExisting | Coal | 273 | 1375 | ST Coal | MISO West Region | Northern States Power Co. | Existing | 1955-08-01 | 2099-01-01 | Burnsville | MN | Dakota
388 | Black River (ERIEBOUL)HydroExisting | Hydro | 6.66 | 73212 | Hydro Run-of-River | NYISO | NYISO - Mohawk Valley Zone (E) | Existing | 1920-01-01 | 2099-01-01 | Black River | NY | Jefferson
389 | Black River FallsCTCancelled | CT | 3.1 | 73213 | Inactive | MISO West Region | Wisconsin Public Power, Inc. System | Cancelled | 1941-01-01 | 2099-01-01 | Black River Falls | WI | Jackson
390 | Black River Hydro Assoc.HydroCancelled | Hydro | 5.7 | 73214 | Inactive | NYISO | NYISO - Mohawk Valley Zone (E) | Cancelled | 1984-07-01 | 2099-01-01 | Port Leyden | NY | Lewis
391 | Blackhawk StationCTExisting | CT | 253.74 | 2109 | CT Gas | SPP | Southwestern Public Service Co. | Existing | 1998-10-01 | 2099-01-01 | Borger | TX | Hutchinson
392 | BlackhawkCTExisting | CT | 54 | 1676 | ST Gas | MISO West Region | Alliant East | Existing | 1946-01-01 | 2099-01-01 | Beloit | WI | Rock
393 | BlacksburgCoalCancelled | Coal | 6.25 | #N/A | Inactive | PJM | Allegheny Energy, Inc. | Cancelled | 1974-01-01 | 2099-01-01 | Blacksburg | VA | Montgomery
394 | Blackstone (AMNAPO)CCExisting | CC | 504 | 2168 | Combined Cycle | ISO New England | National Grid - WCMA | Existing | 2001-06-12 | 2099-01-01 | Blackstone | MA | Worcester
395 | Blackstone StreetOtherExisting | Other | 17.78 | 73219 | ST Oil | ISO New England | NSTAR Cambridge | Existing | 1930-01-01 | 2099-01-01 | Cambridge | MA | Middlesex
396 | BlakeHydroExisting | Hydro | 15 | 73221 | Hydro Run-of-River | NYISO | NYISO - Mohawk Valley Zone (E) | Existing | 1957-01-01 | 2099-01-01 | South Colton | NY | St. Lawrence
397 | Blakely Mountain DamHydroExisting | Hydro | 75 | 73222 | Hydro Storage | Entergy | Entergy North | Existing | 1955-09-01 | 2099-01-01 | Mountain Pine | AR | Garland
398 | BlanchardHydroExisting | Hydro | 18 | 73223 | Hydro Run-of-River | MISO West Region | Minnesota Power, Inc. | Existing | 1988-08-01 | 2099-01-01 | Royalton | MN | Morrison
399 | Blanc-SablonOtherExisting | Other | 8 | #N/A | CT Oil | Eastern Canada | Hydro-Quebec | Existing | 1990-01-01 | 2099-01-01 | Not Given | PQ | Not Applicable
400 | Blenheim-GilboaHydroExisting | Hydro | 1040 | 73226 | Pumped Storage Hydro | NYISO | NYISO - Capital Zone (F) | Existing | 1973-07-01 | 2099-01-01 | Grand Gorge | NY | Schoharie
401 | BlewettHydroExisting | Hydro | 25.02 | 1473 | Hydro Storage | SERC | Progress Energy Carolina Inc. | Existing | 1912-06-01 | 2099-01-01 | Lilesville | NC | Anson
402 | BlewettOtherExisting | Other | 68 | 1473 | CT Oil | SERC | Progress Energy Carolina Inc. | Existing | 1971-05-01 | 2099-01-01 | Lilesville | NC | Anson
403 | Block IslandCTCancelled | CT | 4.51 | 73229 | Inactive | ISO New England | National Grid - SEMA | Cancelled | 1959-01-01 | 2099-01-01 | New Shoreham | RI | Washington
404 | BloomCTCancelled | CT | 76 | 73230 | Retired | PJM | Commonwealth Edison Co. | Cancelled | 1971-04-01 | 2003-01-01 | Sauk Village | IL | Cook
405 | Bloomfield (BMUNI)CTCancelled | CT | 6.75 | 73231 | Inactive | MISO West Region | Alliant West | Cancelled | 1958-01-01 | 2099-01-01 | Bloomfield | IA | Davis
406 | Bloomfield (JACGEN)CTCancelled | CT | 640 | 618223 | Cancelled | PJM | AEP Ohio | Cancelled | 2005-06-01 | 2099-01-01 | Not Given | OH | Jackson
407 | Bloomfield Generating Facility - Chelsea RoadCTCancelled | CT | 79.9 | #N/A | Indefinitely Postponed | NYISO | NYISO - NY City (J) | Cancelled | 2050-01-01 | 2099-01-01 | Staten Island | NY | Richmond
408 | Bloomfield Generating Facility - South AvenueCTCancelled | CT | 79.9 | #N/A | Indefinitely Postponed | NYISO | NYISO - NY City (J) | Cancelled | 2050-01-01 | 2099-01-01 | Staten Island | NY | Richmond
409 | Blooming PrairieOtherExisting | Other | 5 | 73236 | CT Oil | MISO West Region | Southern Minnesota Municipal Power Agency | Existing | 1937-05-01 | 2099-01-01 | Blooming Prairie | MN | Steele
410 | BlossburgCTExisting | CT | 26 | 1532 | CT Gas | PJM | Pennsylvania Electric | Existing | 1971-05-01 | 2099-12-01 | Tioga | PA | Tioga
411 | BlountCoalExisting | Coal | 186 | 1672 | ST Coal | MISO West Region | Madison Gas & Electric Co. | Existing | 1953-09-01 | 2011-12-31 | Madison | WI | Dane
412 | BlountCTCancelled | CT | 7.2 | 1672 | Inactive | MISO West Region | Madison Gas & Electric Co. | Cancelled | 1925-01-01 | 2099-01-01 | Madison | WI | Dane
413 | Blue Canyon Windpower IIIWindCancelled | Wind | 100 | 587472 | Cancelled | SPP | Western Farmers Electric Coop | Cancelled | 2006-12-31 | 2099-12-01 | Not Given | OK | Comanche
414 | Blue Canyon Windpower IIWindExisting | Wind | 151.2 | 587472 | Wind | SPP | Western Farmers Electric Coop | Existing | 2005-12-29 | 2099-12-01 | Not Given | OK | Comanche
415 | Blue CanyonWindExisting | Wind | 74.26 | 587472 | Wind | SPP | Western Farmers Electric Coop | Existing | 2003-12-31 | 2099-12-01 | Not Given | OK | Comanche
416 | Blue EarthOtherExisting | Other | 10 | 73241 | CT Oil | MISO West Region | Northern States Power Co. | Existing | 1996-01-01 | 2099-01-01 | Blue Earth | MN | Faribault
417 | Blue Heron Energy CenterCCCancelled | CC | 646 | 587866 | Indefinitely Postponed | Florida | Florida Power & Light Co. | Cancelled | 2050-01-01 | 2099-01-01 | Vero Beach | FL | Indian River
418 | Blue Highlands [Collingwood]WindPlanned | Wind | 50 | 587737 | Wind | IESO | IESO (Ontario) | Planned | 2007-03-01 | 2099-12-01 | Collingwood | ON | Not Applicable
419 | Blue LakeCTExisting | CT | 343.4 | 73243 | CT Gas | MISO West Region | Northern States Power Co. | Existing | 2005-06-01 | 2050-01-01 | Shakopee | MN | Scott
420 | Blue LakeOtherExisting | Other | 230 | 73243 | CT Oil | MISO West Region | Northern States Power Co. | Existing | 1974-04-01 | 2099-01-01 | Shakopee | MN | Scott
421 | Blue Ridge (TVA)HydroExisting | Hydro | 14.7 | 73248 | Hydro Storage | TVA | Tennessee Valley Authority | Existing | 1931-07-01 | 2099-01-01 | Not Given | GA | Fannin
422 | Blue Sky Wind FarmWindExisting | Wind | 145.2 | 606440 | Wind | MISO West Region | We Energies | Existing | 2006-06-01 | 2099-12-01 | Malone | WI | Fond Du Lac
423 | Blue ValleyCoalExisting | Coal | 93 | 1398 | ST Coal | SPP | Independence Power & Light Dept. | Existing | 1958-05-01 | 2099-01-01 | Independence | MO | Jackson
424 | Blue ValleyCTExisting | CT | 50 | 1398 | CT Gas | SPP | Independence Power & Light Dept. | Existing | 1976-05-01 | 2099-01-01 | Independence | MO | Jackson
425 | Bluegrass Ridge Wind ProjectWindExisting | Wind | 50.4 | 850439 | Wind | TVA | Associated Electric Coop, Inc. | Existing | 2006-12-01 | 2099-12-01 | Not Given | MO | Gentry
426 | Bluewater Energy CenterCCCancelled | CC | 900 | 587948 | Cancelled | MISO East Region | Detroit Edison Co. | Cancelled | 2050-01-01 | 2099-01-01 | China | MI | St. Clair
427 | Bluffton (BLUFF)CTCancelled | CT | 5.6 | 73254 | Inactive | PJM | AEP I&M | Cancelled | 1952-01-01 | 2099-01-01 | Bluffton | IN | Wells
428 | BoatlockHydroCancelled | Hydro | 2.9 | 73259 | Inactive | ISO New England | Northeast Utilities - Connecticut | Cancelled | 1924-01-01 | 2099-01-01 | Holyoke | MA | Hampden
429 | BolivarOtherExisting | Other | 20 | 73263 | CT Oil | TVA | Tennessee Valley Authority | Existing | 2001-06-30 | 2099-01-01 | Bolivar | TN | Hardeman
430 | Bolton FallsHydroExisting | Hydro | 7.8 | 73265 | Hydro Run-of-River | ISO New England | Green Mountain Power Corp. | Existing | 1986-11-01 | 2099-01-01 | North Duxbury | VT | Washington
431 | Boltonville Hydro Assoc.HydroExisting | Hydro | 1.16 | 73266 | Hydro Run-of-River | ISO New England | Central Vermont Public Service Corp. | Existing | 1984-06-01 | 2099-01-01 | Wells River | VT | Orange
432 | BonnechereHydroExisting | Hydro | 1.98 | #N/A | Hydro Run-of-River | IESO | IESO (Ontario) | Existing | 1912-01-01 | 2099-01-01 | Renfrew | ON | Not Applicable
433 | Bonnet Carre PowerCCCancelled | CC | 1380 | 385522 | Cancelled | Entergy | Entergy South | Cancelled | 2007-01-01 | 2099-01-01 | Laplace | LA | St. John The Baptist
434 | Bonny EagleHydroExisting | Hydro | 10.2 | 73270 | Hydro Run-of-River | ISO New England | Central Maine Power Co. | Existing | 1910-01-01 | 2099-01-01 | Standish | ME | York
435 | Boomer LakeCTExisting | CT | 23.88 | 73271 | ST Gas | SPP | Grand River Dam Authority | Existing | 1959-06-01 | 2099-01-01 | Stillwater | OK | Payne
436 | Boone (TVA)HydroExisting | Hydro | 100.5 | 73273 | Hydro Storage | TVA | Tennessee Valley Authority | Existing | 1953-06-01 | 2099-01-01 | Kingsport | TN | Sullivan
437 | BOOTT [LOWELL][ST JOHN][ST HAMILTON][ASSET]HydroExisting | Hydro | 22.92 | 73274 | Hydro Run-of-River | ISO New England | National Grid - NEMA | Existing | 1985-10-01 | 2099-01-01 | Lowell | MA | Middlesex
438 | Boralex AthensCTCancelled | CT | 16.49 | 73275 | Retired | ISO New England | Central Maine Power Co. | Cancelled | 1987-12-01 | 2002-06-01 | Athens | ME | Somerset
439 | Boralex Thunder BayCTCancelled | CT | 22 | #N/A | Cancelled | IESO | IESO (Ontario) | Cancelled | 2050-01-01 | 2099-01-01 | Thunder Bay | ON | Not Applicable
440 | Bordeaux LandfillCTExisting | CT | 3.8 | #N/A | CT Gas | TVA | Tennessee Valley Authority | Existing | 1998-01-01 | 2099-01-01 | Not Given | TN | Not Applicable
441 | Borden Chemicals & PlasticsCTExisting | CT | 103.6 | 1908 | CT Gas | Entergy | Entergy South | Existing | 1985-01-01 | 2099-01-01 | Geismar | LA | Ascension
442 | BordenOtherExisting | Other | 41.8 | 609323 | CT Oil | Eastern Canada | Maritime Electric Co., Ltd. (Prince Edward Island) | Existing | 1971-01-01 | 2099-01-01 | Not Given | PE | Not Applicable
443 | Borger PlantCTExisting | CT | 37.5 | 73279 | ST Gas | SPP | Southwestern Public Service Co. | Existing | 1985-02-01 | 2099-01-01 | Borger | TX | Hutchinson
444 | Boswell Energy CenterCoalCancelled | Coal | 533 | 1374 | Inactive | MISO West Region | Minnesota Power, Inc. | Cancelled | 1980-05-01 | 2000-01-01 | Cohasset | MN | Itasca
445 | Boswell Energy CenterCoalExisting | Coal | 1020.6 | 1374 | ST Coal | MISO West Region | Minnesota Power, Inc. | Existing | 1958-07-01 | 2099-01-01 | Cohasset | MN | Itasca
446 | BoulevardCTExisting | CT | 59.92 | 73288 | CT Gas | SERC | Southern Company | Existing | 1970-09-01 | 2099-01-01 | Savannah | GA | Chatham
447 | Bound Brook Plant Union CarbiCTCancelled | CT | 5.5 | 919371 | Inactive | PJM | Public Service Electric & Gas Co. | Cancelled | 1989-09-01 | 2099-01-01 | Bound Brook | NJ | Somerset
448 | Boundary DamCoalExisting | Coal | 813 | 608645 | ST Coal | MRO Canada - SaskPower | SaskPower | Existing | 1959-01-01 | 2099-01-01 | Estevan | SK | Not Applicable
449 | BowenCoalExisting | Coal | 3148.6945 | 2371 | ST Coal | SERC | Southern Company | Existing | 1971-10-01 | 2050-01-01 | Taylorsville | GA | Bartow
450 | BowenOtherExisting | Other | 40.93 | 2371 | CT Oil | SERC | Southern Company | Existing | 1971-05-01 | 2050-01-01 | Taylorsville | GA | Bartow
451 | Bowline PointCCCancelled | CC | 763 | 1467 | Indefinitely Postponed | NYISO | NYISO - Hudson Valley Zone (G) | Cancelled | 2050-01-01 | 2099-01-01 | Haverstraw | NY | Rockland
452 | Bowline PointCTExisting | CT | 567 | 1467 | ST Gas | NYISO | NYISO - Hudson Valley Zone (G) | Existing | 1974-05-01 | 2099-01-01 | Haverstraw | NY | Rockland
453 | Bowline PointOtherExisting | Other | 572 | 1467 | ST Oil | NYISO | NYISO - Hudson Valley Zone (G) | Existing | 1972-09-01 | 2099-01-01 | Haverstraw | NY | Rockland
454 | Bowling Green (Amp)CTExisting | CT | 28 | 73294 | CT Gas | MISO East Region | FirstEnergy Ohio | Existing | 2000-07-11 | 2099-01-01 | Bowling Green | OH | Wood
455 | Bowling Green (BOWLG)CTCancelled | CT | 8.8 | 73295 | Inactive | MISO East Region | FirstEnergy Ohio | Cancelled | 1993-10-01 | 2099-01-01 | Not Given | OH | Wood
456 | Bowling Green (USGECO)CTExisting | CT | 51 | 73294 | CT Gas | MISO East Region | FirstEnergy Ohio | Existing | 2000-11-15 | 2099-01-01 | Bowling Green | OH | Wood
457 | Boyds MillHydroCancelled | Hydro | 1.4 | 73301 | Inactive | SERC | Duke Energy Corp. | Cancelled | 1909-03-01 | 2099-01-01 | Not Given | SC | Laurens
458 | Boydton Plank Road Cogen PlantCTCancelled | CT | 3 | #N/A | Inactive | PJM | Dominion | Cancelled | 1993-07-01 | 2099-01-01 | Petersburg | VA | Dinwiddie
459 | Bradford County Landfill #2CTExisting | CT | 1.8 | 73305 | CT Gas | PJM | Pennsylvania Electric | Existing | 1999-01-01 | 2099-01-01 | Not Given | PA | Bradford
460 | BraidwoodNuclearExisting | Nuclear | 2314 | 73309 | Nuclear | PJM | Commonwealth Edison Co. | Existing | 1988-07-01 | 2030-01-01 | Braidwood | IL | Will
461 | Brandon ShoresCoalExisting | Coal | 1311.86 | 2335 | ST Coal | PJM | Baltimore Gas & Electric Co. | Existing | 1984-05-01 | 2099-01-01 | Baltimore | MD | Anne Arundel
462 | Brandon StationCTExisting | CT | 21.5 | 73310 | CT Gas | SPP | Southwestern Public Service Co. | Existing | 1990-07-01 | 2099-01-01 | Lubbock | TX | Lubbock
463 | BrandonCoalExisting | Coal | 94 | 608553 | ST Coal | MRO Canada - Manitoba | Manitoba Hydro | Existing | 1969-09-01 | 2099-01-01 | Brandon | MB | Not Applicable
464 | BrandonCTExisting | CT | 224 | 608553 | CT Gas | MRO Canada - Manitoba | Manitoba Hydro | Existing | 2002-08-01 | 2099-01-01 | Brandon | MB | Not Applicable
465 | Brandy Branch Generating StationCCExisting | CC | 570 | 73311 | Combined Cycle | Florida | Jacksonville Electric Authority | Existing | 2005-03-01 | 2099-01-01 | Baldwin | FL | Duval
466 | Brandy Branch Generating StationCTCancelled | CT | 340 | 73311 | Retired | Florida | Jacksonville Electric Authority | Cancelled | 2001-05-31 | 2004-09-15 | Baldwin | FL | Duval
467 | Brandy Branch Generating StationCTExisting | CT | 191.2 | 73311 | CT Gas | Florida | Jacksonville Electric Authority | Existing | 2001-10-12 | 2099-01-01 | Baldwin | FL | Duval
468 | BranfordOtherExisting | Other | 18.8 | 73312 | CT Oil | ISO New England | Northeast Utilities - SW Connecticut | Existing | 1969-01-01 | 2099-01-01 | Branford | CT | New Haven
469 | Brasfield DamHydroCancelled | Hydro | 3 | 77330 | Inactive | PJM | Dominion | Cancelled | 1993-10-12 | 2099-01-01 | Not Given | VA | Petersburg
470 | Brassua Hydroelectric Project (Swift River)HydroCancelled | Hydro | 3.6 | 73316 | Inactive | ISO New England | Central Maine Power Co. | Cancelled | 1962-04-01 | 2099-01-01 | Rockwood | ME | Somerset
471 | Brayton PointCoalExisting | Coal | 1130 | 1346 | ST Coal | ISO New England | National Grid - SEMA | Existing | 1963-08-01 | 2099-01-01 | Somerset | MA | Bristol
472 | Brayton PointOtherExisting | Other | 457.16 | 1346 | ST Oil | ISO New England | National Grid - SEMA | Existing | 1974-12-01 | 2099-01-01 | Somerset | MA | Bristol
473 | BreeseCTCancelled | CT | 3.4 | 73319 | Inactive | MISO Central Region | AmerenCIPS | Cancelled | 1953-01-01 | 2099-01-01 | Breese | IL | Clinton
474 | BreeseOtherCancelled | Other | 2 | 73319 | Inactive | MISO Central Region | AmerenCIPS | Cancelled | 1960-01-01 | 2099-01-01 | Breese | IL | Clinton
475 | BreeseOtherExisting | Other | 12 | 73319 | CT Oil | MISO Central Region | AmerenCIPS | Existing | 1968-01-01 | 2099-01-01 | Breese | IL | Clinton
476 | Bremo BluffCoalExisting | Coal | 234 | 1652 | ST Coal | PJM | Dominion | Existing | 1950-06-01 | 2099-01-01 | Bremo Bluff | VA | Fluvanna
477 | Brent Run Generating StationCTExisting | CT | 3 | 73320 | CT Gas | MISO East Region | Consumers Energy Co. | Existing | 1998-11-21 | 2099-01-01 | Montrose | MI | Genesee
478 | BrentwoodCTExisting | CT | 44 | 73321 | CT Gas | NYISO | NYISO - Long Island (K) | Existing | 2001-07-01 | 2099-01-01 | Islip | NY | Suffolk
479 | Briar Hydro Assoc./PenacooHydroExisting | Hydro | 3.4 | 73324 | Hydro Run-of-River | ISO New England | Northeast Utilities - New Hampshire | Existing | 1986-12-01 | 2099-01-01 | Penacook | NH | Merrimack
480 | Briar Hydro Assoc./Rolfe CHydroCancelled | Hydro | 4.31 | 73325 | Inactive | ISO New England | Northeast Utilities - New Hampshire | Cancelled | 1987-12-01 | 2099-01-01 | Penacook | NH | Merrimack
481 | BrickyardCTCancelled | CT | 3 | 73326 | Inactive | MISO Central Region | AmerenIP | Cancelled | 1998-01-01 | 2099-01-01 | Danville | IL | Vermilion
482 | Bridgeport EnergyCCExisting | CC | 520 | 2101 | Combined Cycle | ISO New England | United Illuminating - Norwalk Stamford | Existing | 1999-06-01 | 2099-01-01 | Bridgeport | CT | Fairfield
483 | Bridgeport HarborCoalExisting | Coal | 372.2 | 2329 | ST Coal | ISO New England | United Illuminating - Norwalk Stamford | Existing | 1968-08-01 | 2099-01-01 | Bridgeport | CT | Fairfield
484 | Bridgeport HarborOtherCancelled | Other | 85 | 2329 | Retired | ISO New England | United Illuminating - SW Connecticut | Cancelled | 1957-11-01 | 2001-01-01 | Bridgeport | CT | Fairfield
485 | Bridgeport HarborOtherExisting | Other | 162.7 | 2329 | ST Oil | ISO New England | United Illuminating - Norwalk Stamford | Existing | 1961-08-01 | 2099-01-01 | Bridgeport | CT | Fairfield
486 | Bridgeport RescoOtherExisting | Other | 67 | 73328 | ST Other | ISO New England | United Illuminating - Norwalk Stamford | Existing | 1988-02-01 | 2099-01-01 | Bridgeport | CT | Fairfield
487 | Bridgewater (DUPC)HydroExisting | Hydro | 23 | 73330 | Hydro Storage | SERC | Duke Energy Corp. | Existing | 1919-05-01 | 2099-01-01 | Morganton | NC | Burke
488 | Bridgewater Power Co. L/POtherExisting | Other | 17.01 | 73332 | ST Other | ISO New England | Northeast Utilities - New Hampshire | Existing | 1987-09-01 | 2099-01-01 | Bridgewater | NH | Grafton
489 | Brighton BeachCCExisting | CC | 580 | 587935 | Combined Cycle | IESO | IESO (Ontario) | Existing | 2004-06-30 | 2099-01-01 | Windsor | ON | Not Applicable
490 | BrisayHydroExisting | Hydro | 389.52 | 608926 | Hydro Storage | Eastern Canada | Hydro-Quebec | Existing | 1993-12-01 | 2099-01-01 | Not Given | PQ | Not Applicable
491 | Bristol PlantOtherCancelled | Other | 1.5 | 73336 | Inactive | PJM | PECO Energy Co. | Cancelled | 1961-03-01 | 2099-01-01 | Bristol | PA | Bucks
492 | Bristol Resource Recovery FaciOtherExisting | Other | 16.3 | 2326 | ST Oil | ISO New England | Northeast Utilities - Connecticut | Existing | 1988-05-01 | 2099-01-01 | Bristol | CT | Hartford
493 | Broad River Energy CenterCTExisting | CT | 800 | 73339 | CT Gas | SERC | Duke Energy Corp. | Existing | 2000-06-01 | 2099-01-01 | Gaffney | SC | Cherokee
494 | Broad RunHydroCancelled | Hydro | 1.36 | 73340 | Inactive | PJM | Dominion | Cancelled | 1987-10-01 | 2099-01-01 | Not Given | VA | Prince William
495 | Broadway (SIGE)CTExisting | CT | 135 | 73342 | CT Gas | MISO Central Region | Vectren (SIGE) | Existing | 1971-09-01 | 2099-01-01 | Evansville | IN | Vanderburgh
496 | Broadway Generation PlantOtherExisting | Other | 12 | 607979 | CT Oil | MISO West Region | Southern Minnesota Municipal Power Agency | Existing | 2003-06-01 | 2099-01-01 | Saint Peter | MN | Blue Earth
497 | Brock W/E PowerCTExisting | CT | 27 | 916662 | CT Gas | IESO | IESO (Ontario) | Existing | 1991-01-01 | 2099-01-01 | Not Given | ON | Not Applicable
498 | Brodie Mountain Wind FarmWindCancelled | Wind | 15 | 587914 | Cancelled | ISO New England | Northeast Utilities - Connecticut | Cancelled | 2005-12-31 | 2099-12-01 | Not Given | MA | Berkshire
499 | Brokaw Ridge Renewable Energy CenterCTCancelled | CT | 99 | 587610 | Cancelled | MISO West Region | Wisconsin Public Service Corp. | Cancelled | 2050-01-01 | 2099-01-01 | Brokaw | WI | Marathon
500 | Broken Bow LakeHydroExisting | Hydro | 115 | 73345 | Hydro Storage | SPP | Southwestern Power Administration | Existing | 1970-06-01 | 2099-01-01 | Broken Bow | OK | Mccurtain
501 | Broken BowCTExisting | CT | 8.3 | 73344 | CT Gas | MRO US | Nebraska Public Power District | Existing | 1945-01-01 | 2099-01-01 | Broken Bow | NE | Custer
502 | Bronx ZooOtherExisting | Other | 3.79 | 73346 | CT Oil | NYISO | NYISO - NY City (J) | Existing | 1991-01-01 | 2099-01-01 | Bronx | NY | Bronx
503 | Brookhaven (WADING RIVER)OtherExisting | Other | 307.3 | 77324 | CT Oil | NYISO | NYISO - Long Island (K) | Existing | 1989-08-01 | 2099-01-01 | Shoreham | NY | Suffolk
504 | Brookhaven Landfill Generating FacilityCTCancelled | CT | 1.95 | 73349 | Retired | NYISO | NYISO - Long Island (K) | Cancelled | 1983-12-01 | 2002-01-01 | Yaphank | NY | Suffolk
505 | BrookhavenCCCancelled | CC | 540 | 73348 | Indefinitely Postponed | NYISO | NYISO - Long Island (K) | Cancelled | 2050-01-01 | 2099-01-01 | Brookhaven | NY | Suffolk
506 | Brooklyn (Broo)CTCancelled | CT | 2.25 | 73350 | Inactive | MISO West Region | Alliant West | Cancelled | 1955-06-01 | 2099-01-01 | Brooklyn | IA | Poweshiek
507 | BROOKLYN ENERGY CENTREOtherExisting | Other | 21.3 | 609215 | ST Other | Eastern Canada | Nova Scotia Power Corp. | Existing | 1996-06-01 | 2099-01-01 | Not Given | NS | Not Applicable
508 | Brooklyn Navy Yard CogeneratioCCExisting | CC | 296 | 2089 | Combined Cycle | NYISO | NYISO - NY City (J) | Existing | 1996-04-01 | 2099-01-01 | Brooklyn | NY | Kings
509 | Brothers ValleyWindPlanned | Wind | 15 | 587832 | Wind | PJM | Pennsylvania Electric | Planned | 2008-12-31 | 2099-12-01 | Not Given | PA | Somerset
510 | Brown (KUC)CoalExisting | Coal | 704 | 2460 | ST Coal | TVA | E.ON U.S. (LG&E) | Existing | 1957-05-01 | 2099-01-01 | Burgin | KY | Mercer
511 | Brown (KUC)CTExisting | CT | 1039 | 2460 | CT Gas | TVA | E.ON U.S. (LG&E) | Existing | 1995-03-01 | 2099-01-01 | Burgin | KY | Mercer
512 | Brown (SIGE)CoalExisting | Coal | 500 | 1741 | ST Coal | MISO Central Region | Vectren (SIGE) | Existing | 1979-03-01 | 2099-01-01 | Mount Vernon | IN | Posey
513 | Brown (SIGE)CTExisting | CT | 174 | 1741 | CT Gas | MISO Central Region | Vectren (SIGE) | Existing | 1991-06-01 | 2099-01-01 | Mount Vernon | IN | Posey
514 | BrownfieldCTCancelled | CT | 14.4 | 73355 | Inactive | SPP | Southwestern Public Service Co. | Cancelled | 1951-01-01 | 2099-01-01 | Brownfield | TX | Terry
515 | Browns FallsHydroExisting | Hydro | 16.1 | 73357 | Hydro Run-of-River | NYISO | NYISO - Mohawk Valley Zone (E) | Existing | 1923-01-01 | 2099-01-01 | Oswegatchie | NY | St. Lawrence
516 | Browns FerryNuclearExisting | Nuclear | 3650 | 73358 | Nuclear | TVA | Tennessee Valley Authority | Existing | 2007-05-01 | 2033-12-01 | Athens | AL | Limestone
517 | Brownsville Peaking PowerCTExisting | CT | 482 | 73359 | CT Gas | TVA | Tennessee Valley Authority | Existing | 1999-06-01 | 2099-01-01 | Brownsville | TN | Haywood
518 | BruceNuclearExisting | Nuclear | 4696 | 609406 | Nuclear | IESO | IESO (Ontario) | Existing | 2003-11-01 | 2099-01-01 | Not Given | ON | Not Applicable
519 | BruceNuclearPlanned | Nuclear | 4000 | #N/A | Nuclear | IESO | IESO (Ontario) | Planned | 2016-01-01 | 2099-01-01 | Not Given | ON | Not Applicable
520 | BruceNuclearUnder Construction | Nuclear | 1538 | 609406 | Nuclear | IESO | IESO (Ontario) | Under Construction | 2009-06-01 | 2050-01-01 | Not Given | ON | Not Applicable
521 | BruceOtherExisting | Other | 24 | 609406 | CT Oil | IESO | IESO (Ontario) | Existing | 1983-01-01 | 2099-01-01 | Not Given | ON | Not Applicable
522 | BruleHydroExisting | Hydro | 5.3 | 73362 | Hydro Run-of-River | MISO West Region | We Energies | Existing | 1921-04-01 | 2099-01-01 | Not Given | MI | Iron
523 | Brunner IslandCoalExisting | Coal | 1469 | 1541 | ST Coal | PJM | PPL Electric Utilities Corp. | Existing | 1961-06-01 | 2099-01-01 | York Haven | PA | York
524 | Brunner IslandOtherExisting | Other | 8.2 | 1541 | CT Oil | PJM | PPL Electric Utilities Corp. | Existing | 1967-06-01 | 2099-01-01 | York Haven | PA | York
525 | Brunot IslandCCExisting | CC | 306 | 1523 | Combined Cycle | PJM | Duquesne Light Co. | Existing | 2002-01-01 | 2099-01-01 | Pittsburgh | PA | Allegheny
526 | Brunot IslandCTCancelled | CT | 168 | 1523 | Retired | PJM | Duquesne Light Co. | Cancelled | 1974-07-01 | 2002-05-01 | Pittsburgh | PA | Allegheny
527 | Brunot IslandOtherExisting | Other | 66 | 1523 | CT Oil | PJM | Duquesne Light Co. | Existing | 1972-03-01 | 2099-01-01 | Pittsburgh | PA | Allegheny
528 | Brunswick (CPLC)NuclearExisting | Nuclear | 1681 | 73366 | Nuclear | SERC | Progress Energy Carolina Inc. | Existing | 1977-03-01 | 2036-09-01 | Southport | NC | Brunswick
529 | Brunswick (FPL)HydroExisting | Hydro | 20.2 | 73365 | Hydro Run-of-River | ISO New England | Central Maine Power Co. | Existing | 1982-03-01 | 2099-01-01 | Brunswick | ME | Cumberland
530 | Bryan (BMLW)CTCancelled | CT | 40 | 73370 | Inactive | MISO East Region | FirstEnergy Ohio | Cancelled | 1948-05-01 | 2099-01-01 | Bryan | OH | Williams
531 | Bryan PeakingCTCancelled | CT | 5.49 | 73371 | Inactive | MISO East Region | FirstEnergy Ohio | Cancelled | 1999-07-01 | 2099-01-01 | Not Given | OH | Williams
532 | Bryson (HYQU)HydroExisting | Hydro | 64.38 | 608929 | Hydro Run-of-River | Eastern Canada | Hydro-Quebec | Existing | 1981-11-01 | 2099-01-01 | Not Given | PQ | Not Applicable
533 | Bryson (NPL)HydroCancelled | Hydro | 1.11 | 73375 | Inactive | SERC | Duke Energy Corp. | Cancelled | 1929-01-01 | 2099-01-01 | Ela | NC | Swain
534 | Buchanan (INMI)HydroCancelled | Hydro | 2.7 | 73376 | Inactive | PJM | AEP I&M | Cancelled | 1919-01-01 | 2099-01-01 | Buchanan | MI | Berrien
535 | Buchanan County (Allegheny)CTExisting | CT | 90 | 2235 | CT Gas | PJM | AEP Appalachian | Existing | 2002-06-25 | 2099-01-01 | Not Given | VA | Buchanan
536 | Buck (APP)HydroCancelled | Hydro | 9.99 | 73379 | Inactive | PJM | AEP Appalachian | Cancelled | 1912-01-01 | 2099-01-01 | Ivanhoe | VA | Carroll
537 | Buck (DUPC)CCPlanned | CC | 600 | 1481 | Combined Cycle | SERC | Duke Energy Corp. | Planned | 2008-01-01 | 2099-12-01 | Spencer | NC | Rowan
538 | Buck (DUPC)CoalExisting | Coal | 369 | 1481 | ST Coal | SERC | Duke Energy Corp. | Existing | 1941-07-01 | 2099-01-01 | Spencer | NC | Rowan
539 | Buck (DUPC)OtherExisting | Other | 93 | 1481 | CT Oil | SERC | Duke Energy Corp. | Existing | 1970-07-01 | 2099-12-01 | Spencer | NC | Rowan
540 | Buckeye Florida L/POtherExisting | Other | 44.36 | 73381 | ST Oil | Florida | Progress Energy Florida Inc. | Existing | 1953-07-01 | 2099-01-01 | Perry | FL | Taylor
541 | Bucksport EnergyCTExisting | CT | 180 | 73384 | CT Gas | ISO New England | Bangor Hydro-Electric Co. | Existing | 2000-10-01 | 2099-01-01 | Bucksport | ME | Hancock
542 | Buffalo Gap Wind FarmWindExisting | Wind | 120.6 | 632018 | Wind | SPP | Southwestern Public Service Co. | Existing | 2006-04-06 | 2099-01-01 | Not Given | TX | Carson
543 | Buffalo GtCTCancelled | CT | 3.8 | 74568 | Inactive | NYISO | NYISO - Mohawk Valley Zone (E) | Cancelled | 1988-01-01 | 2099-01-01 | Buffalo | NY | Erie
544 | Buffalo Mountain ExpansionWindExisting | Wind | 27 | 73387 | Wind | TVA | Tennessee Valley Authority | Existing | 2004-12-01 | 2099-12-01 | Oliver Springs | TN | Anderson
545 | Buffalo MountainWindCancelled | Wind | 10 | 73387 | Inactive | TVA | Tennessee Valley Authority | Cancelled | 2004-12-01 | 2099-01-01 | Oliver Springs | TN | Anderson
546 | Buffalo MountainWindExisting | Wind | 2 | 73387 | Wind | TVA | Tennessee Valley Authority | Existing | 2000-10-15 | 2099-01-01 | Oliver Springs | TN | Anderson
547 | Buffalo Ridge Wind PlantWindExisting | Wind | 10.5 | 73390 | Wind | MISO West Region | Northern States Power Co. | Existing | 1994-01-01 | 2099-01-01 | Lake Benton | MN | Lincoln
548 | BufordHydroExisting | Hydro | 98 | 73391 | Hydro Storage | SERC | Southern Company | Existing | 1957-06-01 | 2099-01-01 | Not Given | GA | Forsyth
549 | Bull Run (TVA)CoalExisting | Coal | 851.73 | 1574 | ST Coal | TVA | Tennessee Valley Authority | Existing | 1967-06-01 | 2099-01-01 | Oak Ridge | TN | Anderson
550 | Bull ShoalsHydroExisting | Hydro | 391 | 73395 | Hydro Storage | SPP | Southwestern Power Administration | Existing | 1963-09-01 | 2099-01-01 | Marion | AR | Marion
551 | Bulls BridgeHydroExisting | Hydro | 8.28 | 73397 | Hydro Run-of-River | ISO New England | Northeast Utilities - Connecticut | Existing | 1903-01-01 | 2099-01-01 | New Milford | CT | Litchfield
552 | BurasOtherExisting | Other | 19 | 1311 | CT Oil | Entergy | Amite South - New Orleans | Existing | 1971-02-01 | 2099-01-01 | Buras | LA | Plaquemines
553 | BurgerCoalExisting | Coal | 406 | 1503 | ST Coal | MISO East Region | FirstEnergy Ohio | Existing | 1950-03-19 | 2099-01-01 | Shadyside | OH | Belmont
554 | BurgerOtherExisting | Other | 7 | 1503 | CT Oil | MISO East Region | FirstEnergy Ohio | Existing | 1972-05-22 | 2099-01-01 | Shadyside | OH | Belmont
555 | Burkville CogenCTExisting | CT | 90 | 74507 | CT Gas | SERC | Southern Company | Existing | 1999-08-02 | 2099-01-01 | Burkville | AL | Lowndes
556 | BurlingameCTCancelled | CT | 4.35 | 73400 | Inactive | SPP | Westar Energy | Cancelled | 1951-01-01 | 2099-01-01 | Burlingame | KS | Osage
557 | Burlington (BMLD)CTExisting | CT | 8.42 | 73401 | CT Gas | SPP | Westar Energy | Existing | 1954-01-01 | 2099-01-01 | Burlington | KS | Coffey
558 | Burlington (IES)CoalExisting | Coal | 212 | 2438 | ST Coal | MISO West Region | Alliant West | Existing | 1968-06-01 | 2099-01-01 | Burlington | IA | Des Moines
559 | Burlington (IES)CTExisting | CT | 62 | 2438 | CT Gas | MISO West Region | Alliant West | Existing | 1994-05-01 | 2099-01-01 | Burlington | IA | Des Moines
560 | Burlington (PSEGF)CCCancelled | CC | 260 | 1429 | Retired | PJM | Public Service Electric & Gas Co. | Cancelled | 1993-06-01 | 2004-04-04 | Burlington | NJ | Burlington
561 | Burlington (PSEGF)CTExisting | CT | 186 | 1429 | CT Gas | PJM | Public Service Electric & Gas Co. | Existing | 2000-06-01 | 2099-01-01 | Burlington | NJ | Burlington
562 | Burlington (PSEGF)OtherExisting | Other | 448 | 1429 | CT Oil | PJM | Public Service Electric & Gas Co. | Existing | 1972-06-01 | 2099-01-01 | Burlington | NJ | Burlington
563 | Burlington GT (BURL)OtherExisting | Other | 23.05 | 73404 | CT Oil | ISO New England | Green Mountain Power Corp. | Existing | 1971-01-01 | 2099-01-01 | Burlington | VT | Chittenden
564 | BurnsideOtherExisting | Other | 132 | 609204 | CT Oil | Eastern Canada | Nova Scotia Power Corp. | Existing | 1976-01-01 | 2099-01-01 | Not Given | NS | Not Applicable
565 | Burton (GPCO)HydroCancelled | Hydro | 7.3 | 73410 | Inactive | SERC | Southern Company | Cancelled | 1927-09-01 | 2099-01-01 | Clarkesville | GA | Rabun
566 | Burton (SOCG)OtherExisting | Other | 30 | 73409 | CT Oil | SERC | South Carolina Electric & Gas Co. | Existing | 1961-10-01 | 2099-01-01 | Burton | SC | Beaufort
567 | BurwellCTCancelled | CT | 3 | 73411 | Inactive | MRO US | Nebraska Public Power District | Cancelled | 1960-01-01 | 2099-01-01 | Burwell | NE | Garfield
568 | BushnellCTExisting | CT | 11 | 73412 | CT Gas | MISO Central Region | AmerenCIPS | Existing | 1965-01-01 | 2099-01-01 | Bushnell | IL | Mcdonough
569 | BushnellOtherExisting | Other | 6.4 | 73412 | CT Oil | MISO Central Region | AmerenCIPS | Existing | 1940-01-01 | 2099-01-01 | Bushnell | IL | Mcdonough
570 | Butler (BML&W)OtherExisting | Other | 10.8 | 73413 | CT Oil | TVA | Associated Electric Coop, Inc. | Existing | 1946-01-01 | 2099-01-01 | Butler | MO | Bates
571 | Butler RidgeWindCancelled | Wind | 54 | 587973 | Inactive | MISO West Region | We Energies | Cancelled | 2007-12-31 | 2099-12-01 | Not Given | WI | Calumet
572 | Butler Warner Generating PlantCCExisting | CC | 223.75 | 2426 | Combined Cycle | SERC | Progress Energy Carolina Inc. | Existing | 1988-12-01 | 2099-01-01 | Fayetteville | NC | Cumberland
573 | Butler Warner Generating PlantCTExisting | CT | 57.07 | 2426 | CT Gas | SERC | Progress Energy Carolina Inc. | Existing | 1976-07-01 | 2099-01-01 | Fayetteville | NC | Cumberland
574 | Buxton Peak Shaving PlantOtherExisting | Other | 15 | 73415 | CT Oil | PJM | Dominion | Existing | 1991-04-01 | 2099-01-01 | Not Given | NC | Not Applicable
575 | Buzzard PointOtherExisting | Other | 320 | 2337 | CT Oil | PJM | Potomac Electric Power Co. | Existing | 1968-05-01 | 2099-01-01 | Washington | DC | Washington
576 | Buzzard RoostHydroExisting | Hydro | 6.99 | 73416 | Hydro Run-of-River | SERC | Duke Energy Corp. | Existing | 1940-08-01 | 2099-01-01 | Ninety Six | SC | Newberry
577 | Buzzard RoostOtherExisting | Other | 196 | 73416 | CT Oil | SERC | Duke Energy Corp. | Existing | 1971-04-01 | 2050-01-01 | Ninety Six | SC | Newberry
578 | Byllesby 2HydroExisting | Hydro | 20 | 73418 | Hydro Run-of-River | PJM | AEP Appalachian | Existing | 1912-01-01 | 2099-01-01 | Ivanhoe | VA | Carroll
579 | ByllesbyHydroExisting | Hydro | 3 | 73417 | Hydro Run-of-River | MISO West Region | Northern States Power Co. | Existing | 1988-01-01 | 2099-01-01 | Cannon Falls | MN | Goodhue
580 | Byrd Press Cogeneration FacilityCTCancelled | CT | 2.46 | #N/A | Retired | PJM | Dominion | Cancelled | 1993-12-01 | 2002-01-01 | Richmond | VA | Henrico
581 | Byron (EXEGEN)NuclearExisting | Nuclear | 2321 | 73422 | Nuclear | PJM | Commonwealth Edison Co. | Existing | 1985-09-01 | 2030-01-01 | Byron | IL | Ogle
582 | Byron (WEP)WindCancelled | Wind | 1.32 | 73423 | Inactive | MISO West Region | Alliant East | Cancelled | 1999-06-01 | 2099-01-01 | Fond Du Lac | WI | Fond Du Lac
583 | C & C Generating FacilityCTExisting | CT | 15 | 73425 | CT Gas | MISO East Region | Consumers Energy Co. | Existing | 1995-02-01 | 2099-01-01 | Marshall | MI | Saginaw
584 | C.W. BurdickCTExisting | CT | 187.3 | 1407 | ST Gas | MRO US | Nebraska Public Power District | Existing | 1957-10-01 | 2099-01-01 | Grand Island | NE | Hall
585 | C.W. TippyHydroExisting | Hydro | 21 | 73429 | Hydro Run-of-River | MISO East Region | Consumers Energy Co. | Existing | 1918-01-01 | 2099-01-01 | Wellston | MI | Manistee
586 | Cabot-HolyokeHydroExisting | Hydro | 2.1 | 73456 | Hydro Run-of-River | ISO New England | Massachusetts Municipal Wholesale - WCMA | Existing | 1923-01-01 | 2099-01-01 | Holyoke | MA | Hampden
587 | Cabot-HolyokeOtherExisting | Other | 22.8 | 73456 | ST Oil | ISO New England | Massachusetts Municipal Wholesale - WCMA | Existing | 1941-01-01 | 2099-01-01 | Holyoke | MA | Hampden
588 | CabotHydroExisting | Hydro | 52.98 | 73455 | Hydro Run-of-River | ISO New England | Northeast Utilities - WCMA | Existing | 1917-01-01 | 2099-01-01 | Turners Falls | MA | Franklin
589 | Caddo Energy CenterCCCancelled | CC | 750 | 73457 | Indefinitely Postponed | SPP | AEP West - SPP | Cancelled | 2050-01-01 | 2099-01-01 | Blanchard | LA | Caddo
590 | Cadillac Renewable EnergyOtherExisting | Other | 52 | 73458 | ST Other | MISO East Region | Consumers Energy Co. | Existing | 1993-08-01 | 2099-01-01 | Cadillac | MI | Wexford
591 | CadillacOtherExisting | Other | 162 | 608677 | CT Oil | Eastern Canada | Hydro-Quebec | Existing | 1977-08-01 | 2099-01-01 | Not Given | PQ | Not Applicable
592 | Cadys FallsHydroExisting | Hydro | 1.1 | 73459 | Hydro Run-of-River | ISO New England | Green Mountain Power Corp. | Existing | 1947-01-01 | 2099-01-01 | Morrisville | VT | Lamoille
593 | CadyvilleHydroCancelled | Hydro | 5.8 | 73460 | Inactive | NYISO | NYISO - North Zone (D) | Cancelled | 1986-09-01 | 2099-01-01 | Cadyville | NY | Clinton
594 | CalabogieHydroCancelled | Hydro | 18.2 | 609668 | Cancelled | IESO | IESO (Ontario) | Cancelled | 2050-01-01 | 2099-01-01 | Renfrew | ON | Not Applicable
595 | Calcasieu Generation ProjectCTExisting | CT | 325 | 2151 | CT Gas | Entergy | Entergy West | Existing | 2000-05-31 | 2099-01-01 | Lake Charles | LA | Calcasieu
596 | Calciner Industries IncorporatCoalExisting | Coal | 40 | #N/A | ST Coal | Entergy | Amite South - New Orleans | Existing | 1951-01-01 | 2099-01-01 | Chalmette | LA | St. Bernard
597 | CalderwoodHydroExisting | Hydro | 116 | 73470 | Hydro Storage | TVA | Tennessee Valley Authority | Existing | 1938-06-01 | 2099-01-01 | Maryville | TN | Monroe
598 | Caldron FallsHydroExisting | Hydro | 7 | 73471 | Hydro Run-of-River | MISO West Region | Wisconsin Public Service Corp. | Existing | 1924-01-01 | 2099-01-01 | Crivitz | WI | Marinette
599 | Caledonia Power ProjectCTCancelled | CT | 450 | 73472 | Inactive | TVA | Tennessee Valley Authority | Cancelled | 1999-06-01 | 2099-01-01 | Caledonia | MS | Lowndes
600 | CaledoniaCCExisting | CC | 800 | 73473 | Combined Cycle | TVA | Tennessee Valley Authority | Existing | 2003-06-01 | 2099-01-01 | Caledonia | MS | Lowndes
601 | Calhoun Energy CenterCTExisting | CT | 668 | 73474 | CT Gas | SERC | Southern Company | Existing | 2003-06-01 | 2099-01-01 | Bynum | AL | Calhoun
602 | Callaway (AUEP)NuclearExisting | Nuclear | 1297 | 73480 | Nuclear | MISO Central Region | AmerenUE | Existing | 1984-12-01 | 2030-01-01 | Steedman | MO | Callaway
603 | Callaway (AUEP)NuclearPlanned | Nuclear | 1600 | 73480 | Nuclear | MISO Central Region | AmerenUE | Planned | 2016-12-01 | 2099-01-01 | Steedman | MO | Callaway
604 | Calm LakeHydroExisting | Hydro | 11 | 609367 | Hydro Run-of-River | IESO | IESO (Ontario) | Existing | 1928-01-01 | 2099-01-01 | Not Given | ON | Not Applicable
605 | Calstock PowerOtherExisting | Other | 35 | 609486 | ST Other | IESO | IESO (Ontario) | Existing | 2000-10-01 | 2099-01-01 | Hearst | ON | Not Applicable
606 | CalumetCTCancelled | CT | 203.8 | 2202 | Retired | PJM | Commonwealth Edison Co. | Cancelled | 1970-06-01 | 1983-01-01 | Chicago | IL | Cook
607 | Calvert CliffsNuclearExisting | Nuclear | 1738.65 | 73485 | Nuclear | PJM | Baltimore Gas & Electric Co. | Existing | 1975-05-01 | 2034-07-31 | Lusby | MD | Calvert
608 | Calvert CliffsNuclearPlanned | Nuclear | 1600 | 73485 | Nuclear | PJM | Baltimore Gas & Electric Co. | Planned | 2015-06-01 | 2099-01-01 | Lusby | MD | Calvert
609 | Cambria CoGenCoalExisting | Coal | 98 | 73488 | ST Coal | PJM | Pennsylvania Electric | Existing | 1991-03-14 | 2099-01-01 | Ebensburg | PA | Cambria
610 | Cambridge (GRERIV)OtherExisting | Other | 28 | 73490 | CT Oil | MISO West Region | Great River Energy | Existing | 1978-05-01 | 2099-01-01 | Cambridge | MN | Isanti
611 | Cambridge StationCTExisting | CT | 190 | 73490 | CT Gas | MISO West Region | Great River Energy | Existing | 2006-12-01 | 2099-12-01 | Cambridge | MN | Isanti
612 | CambridgeCTCancelled | CT | 2.7 | 73489 | Inactive | MRO US | Nebraska Public Power District | Cancelled | 1963-12-01 | 2099-01-01 | Cambridge | NE | Furnas
613 | Camden Cogen L.P.CCExisting | CC | 157 | 1929 | Combined Cycle | PJM | Public Service Electric & Gas Co. | Existing | 1993-03-07 | 2099-01-01 | Camden | NJ | Camden
614 | Camden Resource Recovery FacilCTExisting | CT | 34 | 73492 | ST Gas | PJM | Public Service Electric & Gas Co. | Existing | 1991-03-01 | 2099-01-01 | Camden | NJ | Camden
615 | Cameron Falls NugHydroExisting | Hydro | 4.5 | 651763 | Hydro Run-of-River | IESO | IESO (Ontario) | Existing | 1989-01-01 | 2099-01-01 | Nipigon | ON | Not Applicable
616 | Cameron FallsHydroExisting | Hydro | 76 | 609105 | Hydro Storage | IESO | IESO (Ontario) | Existing | 1921-12-20 | 2099-01-01 | Nipigon | ON | Not Applicable
617 | Campbell (CAMBE)CTCancelled | CT | 6.35 | 73497 | Inactive | SPP | Southwestern Power Administration | Cancelled | 1984-06-01 | 2099-01-01 | Campbell | MO | Dunklin
618 | Campbell (CEC)CoalExisting | Coal | 1439 | 1353 | ST Coal | MISO East Region | Consumers Energy Co. | Existing | 1962-10-01 | 2099-01-01 | West Olive | MI | Ottawa
619 | Campbell (CEC)OtherExisting | Other | 21 | 1353 | CT Oil | MISO East Region | Consumers Energy Co. | Existing | 1968-12-01 | 2050-01-01 | West Olive | MI | Ottawa
620 | Campbell (CMED)CTCancelled | CT | 1.19 | 73498 | Inactive | MRO US | Nebraska Public Power District | Cancelled | 1927-01-01 | 2099-01-01 | Campbell | NE | Franklin
621 | Campbell WindWindCancelled | Wind | 50 | #N/A | Indefinitely Postponed | MISO West Region | Montana Dakota Utilities Co. | Cancelled | 2050-01-01 | 2099-12-01 | Herreid | SD | Campbell
622 | CanaanHydroCancelled | Hydro | 1.1 | 73499 | Inactive | ISO New England | Northeast Utilities - New Hampshire | Cancelled | 1927-01-01 | 2099-01-01 | Canaan | VT | Essex
623 | CanadayCTExisting | CT | 107 | 1405 | ST Gas | MRO US | Nebraska Public Power District | Existing | 1958-05-01 | 2099-01-01 | Elmwood | NE | Gosper
624 | CanadysCoalExisting | Coal | 396 | 1563 | ST Coal | SERC | South Carolina Electric & Gas Co. | Existing | 1962-04-01 | 2099-01-01 | Canadys | SC | Colleton
625 | Canal (SENENG)OtherExisting | Other | 1128 | 1343 | ST Oil | ISO New England | NSTAR Commonwealth | Existing | 1968-07-01 | 2099-01-01 | Sandwich | MA | Barnstable
626 | Cane Island Power ParkCCCancelled | CC | 550 | 73503 | Indefinitely Postponed | Florida | Florida Municipal Power Agency | Cancelled | 2050-01-01 | 2099-01-01 | Intercession City | FL | Osceola
627 | Cane Island Power ParkCCExisting | CC | 409 | 73503 | Combined Cycle | Florida | Florida Municipal Power Agency | Existing | 1995-06-01 | 2099-01-01 | Intercession City | FL | Osceola
628 | Cane Island Power ParkCTCancelled | CT | 170 | 73503 | Retired | Florida | Florida Municipal Power Agency | Cancelled | 2001-06-06 | 2002-01-25 | Intercession City | FL | Osceola
629 | Cane RunCoalExisting | Coal | 563 | 2464 | ST Coal | TVA | E.ON U.S. (LG&E) | Existing | 1962-05-01 | 2099-01-01 | Louisville | KY | Jefferson
630 | Cane RunCTExisting | CT | 14 | 2464 | CT Gas | TVA | E.ON U.S. (LG&E) | Existing | 1968-06-01 | 2099-01-01 | Louisville | KY | Jefferson
631 | CanneltonHydroFuture | Hydro | 95 | 587555 | Hydro Run-of-River | TVA | E.ON U.S. (LG&E) | Future | 2008-06-01 | 2099-12-01 | Hawesville | KY | Hancock
632 | Cannon FallsCTExisting | CT | 356 | 655670 | CT Gas | MISO West Region | Northern States Power Co. | Existing | 2008-07-01 | 2099-12-01 | Cannon Falls | MN | Goodhue
633 | Canso Wind FarmWindPlanned | Wind | 12 | 870569 | Wind | Eastern Canada | Nova Scotia Power Corp. | Planned | 2007-09-01 | 2099-12-01 | Canso | NS | Not Applicable
634 | Cape CanaveralOtherExisting | Other | 816 | 2338 | ST Oil | Florida | Florida Power & Light Co. | Existing | 1965-04-01 | 2099-01-01 | Cocoa | FL | Brevard
635 | Cape FearCCExisting | CC | 106 | 1474 | Combined Cycle | SERC | Progress Energy Carolina Inc. | Existing | 1973-12-01 | 2099-01-01 | Moncure | NC | Chatham
636 | Cape FearCoalExisting | Coal | 323 | 1474 | ST Coal | SERC | Progress Energy Carolina Inc. | Existing | 1956-12-01 | 2099-01-01 | Moncure | NC | Chatham
637 | Cape Gas TurbineOtherExisting | Other | 41.31 | 73509 | CT Oil | ISO New England | Central Maine Power Co. | Existing | 1970-01-01 | 2099-01-01 | South Portland | ME | Cumberland
638 | Cape WindWindCancelled | Wind | 420 | 587726 | Wind | ISO New England | NSTAR Commonwealth | Cancelled | 2050-01-01 | 2099-01-01 | Nantucket | MA | Nantucket
639 | Capital District Energy CenterCCExisting | CC | 78.28 | 73511 | Combined Cycle | ISO New England | Northeast Utilities - Connecticut | Existing | 1988-11-01 | 2099-01-01 | Hartford | CT | Hartford
640 | CapitolaHydroCancelled | Hydro | 3 | 593911 | Inactive | SERC | Progress Energy Carolina Inc. | Cancelled | 1987-01-01 | 2099-01-01 | Marshall | NC | Madison
641 | Capreol CogenCTExisting | CT | 5 | #N/A | CT Gas | IESO | IESO (Ontario) | Existing | 1999-12-01 | 2099-01-01 | Not Given | ON | Not Applicable
642 | Caprock Wind RanchWindExisting | Wind | 80 | 588103 | Wind | SPP | Southwestern Public Service Co. | Existing | 2004-12-31 | 2099-12-01 | Tucumcari | NM | Quay
643 | Carbolon Division of High VoltOtherExisting | Other | 1.05 | #N/A | CT Oil | ISO New England | Massachusetts Municipal Wholesale - WCMA | Existing | 1987-08-01 | 2099-01-01 | Sterling | MA | Worcester
644 | Carbon Limestone LandfillCTExisting | CT | 15 | 607986 | CT Gas | MISO East Region | FirstEnergy Ohio | Existing | 2001-11-30 | 2099-01-01 | Youngstown | OH | Mahoning
645 | Cardinal Power (Sithe)CCExisting | CC | 152 | 609404 | Combined Cycle | IESO | IESO (Ontario) | Existing | 1995-01-01 | 2099-01-01 | Cardinal | ON | Not Applicable
646 | CardinalCoalExisting | Coal | 1791.57 | 1490 | ST Coal | PJM | AEP Ohio | Existing | 1967-02-01 | 2099-01-01 | Brilliant | OH | Jefferson
647 | Caribou FallsHydroExisting | Hydro | 92 | 609109 | Hydro Storage | IESO | IESO (Ontario) | Existing | 1958-07-27 | 2099-01-01 | Kenora | ON | Not Applicable
648 | CaribouCTCancelled | CT | 7.1 | 73519 | Inactive | ISO New England | Central Maine Power Co. | Cancelled | 1948-08-01 | 2099-01-01 | Caribou | ME | Aroostook
649 | CaribouOtherExisting | Other | 23 | 73519 | ST Oil | ISO New England | Central Maine Power Co. | Existing | 1950-10-01 | 2099-01-01 | Caribou | ME | Aroostook
650 | CarillonHydroExisting | Hydro | 595.14 | 608899 | Hydro Run-of-River | Eastern Canada | Hydro-Quebec | Existing | 1963-09-01 | 2099-01-01 | Not Given | PQ | Not Applicable
651 | Carl BaileyCTExisting | CT | 122 | 73009 | ST Gas | Entergy | Entergy North | Existing | 1966-07-01 | 2099-01-01 | Augusta | AR | Woodruff
652 | CARL S. WHILLOCKHydroExisting | Hydro | 22.5 | 77138 | Hydro Run-of-River | Entergy | Entergy North | Existing | 1993-09-24 | 2099-01-01 | Morrilton | AR | Conway
653 | Carleton Farms Generating ProjectCTCancelled | CT | 4 | #N/A | Inactive | MISO East Region | Detroit Edison Co. | Cancelled | 1998-01-01 | 2099-01-01 | Not Given | MI | Not Applicable
654 | CarletonWindPlanned | Wind | 109.5 | 676686 | Wind | Eastern Canada | Hydro-Quebec | Planned | 2008-12-31 | 2099-12-01 | Carleton | PQ | Not Applicable
655 | Carlls CornerCTExisting | CT | 86 | 1420 | CT Gas | PJM | Atlantic City Electric Co. | Existing | 1973-04-01 | 2099-01-01 | Bridgeton | NJ | Cumberland
656 | CarlsbadCTExisting | CT | 16 | 1443 | CT Gas | SPP | Southwestern Public Service Co. | Existing | 1977-12-01 | 2099-01-01 | Carlsbad | NM | Eddy
657 | CarlsonCCExisting | CC | 71.75 | 1471 | Combined Cycle | NYISO | NYISO - West Zone (A) | Existing | 2002-12-01 | 2099-12-01 | Jamestown | NY | Chautauqua
658 | CarlsonCoalCancelled | Coal | 28.75 | 1471 | Retired | NYISO | NYISO - West Zone (A) | Cancelled | 1951-08-01 | 2002-12-01 | Jamestown | NY | Chautauqua
659 | CarlsonCoalExisting | Coal | 23.25 | 1471 | ST Coal | NYISO | NYISO - West Zone (A) | Existing | 1968-08-01 | 2099-01-01 | Jamestown | NY | Chautauqua
660 | CarlsonCTCancelled | CT | 43 | 1471 | Retired | NYISO | NYISO - West Zone (A) | Cancelled | 2002-12-01 | 2002-12-01 | Jamestown | NY | Chautauqua
661 | CarlyleCTCancelled | CT | 7.6 | 73522 | Inactive | MISO Central Region | AmerenCIPS | Cancelled | 1964-01-01 | 2099-01-01 | Carlyle | IL | Clinton
662 | CarlyleOtherExisting | Other | 13 | 73522 | CT Oil | MISO Central Region | AmerenCIPS | Existing | 1999-09-01 | 2099-01-01 | Carlyle | IL | Clinton
663 | Carmichael FallsHydroExisting | Hydro | 18 | 609358 | Hydro Run-of-River | IESO | IESO (Ontario) | Existing | 1995-01-01 | 2099-01-01 | Fauquier | ON | Not Applicable
664 | CarmiCTCancelled | CT | 1.25 | 73524 | Inactive | MISO Central Region | AmerenCIPS | Cancelled | 1939-01-01 | 2099-01-01 | Carmi | IL | White
665 | CarmiCTExisting | CT | 16 | 73524 | CT Gas | MISO Central Region | AmerenCIPS | Existing | 1945-01-01 | 2099-01-01 | Carmi | IL | White
666 | Carneys PointCoalExisting | Coal | 267.04 | 1907 | ST Coal | PJM | Atlantic City Electric Co. | Existing | 1994-03-01 | 2099-01-01 | Carneys Point | NJ | Salem
667 | CaroCTCancelled | CT | 8.55 | 73525 | Inactive | MISO East Region | Detroit Edison Co. | Cancelled | 1949-01-01 | 2099-01-01 | Caro | MI | Tuscola
668 | Caroline County II (DOMGEN)CTExisting | CT | 320 | 75389 | CT Gas | PJM | Dominion | Existing | 2001-07-01 | 2099-01-01 | Not Given | VA | Caroline
669 | CarpenterHydroExisting | Hydro | 59 | 73528 | Hydro Storage | Entergy | Entergy North | Existing | 1932-01-01 | 2099-01-01 | Hot Springs National Park | AR | Garland
670 | Carr StreetCCExisting | CC | 125.38 | 2015 | Combined Cycle | NYISO | NYISO - Central Zone (C) | Existing | 1993-08-01 | 2099-01-01 | East Syracuse | NY | Onondaga
671 | Carrabassett PowerOtherExisting | Other | 45.14 | #N/A | ST Oil | ISO New England | Central Maine Power Co. | Existing | 1989-09-01 | 2099-01-01 | Not Given | ME | Not Applicable
672 | CarrolltonCTCancelled | CT | 20.53 | 73531 | Inactive | SPP | Kansas City Power & Light Co. | Cancelled | 1947-01-01 | 2099-01-01 | Carrollton | MO | Carroll
673 | CartersHydroExisting | Hydro | 562 | 73533 | Hydro Storage | SERC | Southern Company | Existing | 1975-07-01 | 2099-01-01 | Chatsworth | GA | Murray
674 | Carthage (WAPOIN)CCExisting | CC | 62.99 | 73535 | Combined Cycle | NYISO | NYISO - Mohawk Valley Zone (E) | Existing | 1991-08-01 | 2099-01-01 | Carthage | NY | Jefferson
675 | CarthageCTExisting | CT | 35.7 | 73534 | CT Gas | SPP | Southwestern Power Administration | Existing | 1976-02-01 | 2099-01-01 | Granville | MO | Jasper
676 | Carver FallsHydroExisting | Hydro | 1.9 | 73537 | Hydro Run-of-River | ISO New England | Central Vermont Public Service Corp. | Existing | 1922-02-01 | 2099-01-01 | Hampton | NY | Washington
677 | Carville Energy CenterCCExisting | CC | 531 | 73538 | Combined Cycle | Entergy | Entergy South | Existing | 2003-07-01 | 2099-01-01 | Carville | LA | Iberville
678 | Carville Energy CenterCTCancelled | CT | 522 | 73538 | Retired | Entergy | Entergy South | Cancelled | 2003-05-01 | 2003-07-01 | Carville | LA | Iberville
679 | Cascade (CASC)CTCancelled | CT | 5.35 | 73539 | Inactive | MISO West Region | Alliant West | Cancelled | 1998-01-01 | 2099-01-01 | Cascade | IA | Dubuque
680 | Cascade CreekOtherExisting | Other | 88.9 | 73542 | CT Oil | MISO West Region | Southern Minnesota Municipal Power Agency | Existing | 1975-06-01 | 2099-01-01 | Rochester | MN | Olmsted
681 | Cascade DamHydroExisting | Hydro | 1 | 73543 | Hydro (existing) | MISO East Region | Consumers Energy Co. | Existing | 1987-01-01 | 2099-01-01 | Grand Rapids | MI | Kent
682 | Cash CreekIGCCPlanned | IGCC | 677 | 587917 | IGCC | TVA | Big Rivers Electric Corp. | Planned | 2010-01-01 | 2099-12-01 | Not Given | KY | Henderson
683 | CashtonCTCancelled | CT | 1.95 | 73544 | Inactive | MISO West Region | Northern States Power Co. | Cancelled | 1969-01-01 | 2099-01-01 | Cashton | WI | Monroe
684 | Cass CountyCTExisting | CT | 330 | 74498 | CT Gas | MRO US | Omaha Public Power District | Existing | 2003-05-01 | 2099-01-01 | Manley | NE | Cass
685 | Castle RockHydroExisting | Hydro | 21 | 73548 | Hydro Run-of-River | MISO West Region | Alliant East | Existing | 1951-08-01 | 2099-01-01 | Friendship | WI | Juneau
686 | Castleton MillCCExisting | CC | 67 | 74428 | Combined Cycle | NYISO | NYISO - Capital Zone (F) | Existing | 1992-03-01 | 2099-12-01 | Castleton On Hudson | NY | Rensselaer
687 | Cataract (FPL)HydroCancelled | Hydro | 8.9 | 73550 | Inactive | ISO New England | Central Maine Power Co. | Cancelled | 1937-01-01 | 2099-01-01 | Saco | ME | York
688 | Cataract (UPP)HydroExisting | Hydro | 1 | 73551 | Hydro Run-of-River | MISO West Region | We Energies | Existing | 1988-02-01 | 2099-01-01 | Gwinn | MI | Marquette
689 | Catawba County LandfillCTCancelled | CT | 6 | #N/A | Inactive | SERC | Duke Energy Corp. | Cancelled | 1999-01-01 | 2099-01-01 | Not Given | NC | Catawba
690 | CatawbaNuclearExisting | Nuclear | 2258 | 73553 | Nuclear | SERC | Duke Energy Corp. | Existing | 1985-06-01 | 2044-12-01 | Clover | SC | York
691 | Caterpillar Inc.CTCancelled | CT | 3.9 | 73554 | Inactive | MISO Central Region | Duke (Cinergy) | Cancelled | 1983-12-01 | 2099-01-01 | Lafayette | IN | Tippecanoe
692 | Catoctin PowerCCPlanned | CC | 600 | #N/A | Combined Cycle | PJM | Allegheny Energy, Inc. | Planned | 2007-06-01 | 2099-01-01 | Frederick | MD | Frederick
693 | CayugaCoalExisting | Coal | 1005 | 2420 | ST Coal | MISO Central Region | Duke (Cinergy) | Existing | 1970-10-01 | 2099-01-01 | Cayuga | IN | Vermillion
694 | CayugaCTExisting | CT | 120 | 2420 | CT Gas | MISO Central Region | Duke (Cinergy) | Existing | 1993-06-01 | 2099-01-01 | Cayuga | IN | Vermillion
695 | CayugaOtherExisting | Other | 11 | 2420 | CT Oil | MISO Central Region | Duke (Cinergy) | Existing | 1972-06-01 | 2099-01-01 | Cayuga | IN | Vermillion
696 | CDT Landfill Gas Management FacilityCTCancelled | CT | 3.2 | #N/A | Inactive | PJM | Commonwealth Edison Co. | Cancelled | 1997-01-01 | 2099-01-01 | Joliet | IL | Will
697 | CEC Small HydrosHydroCancelled | Hydro | 6.4 | #N/A | Inactive | MISO East Region | Consumers Energy Co. | Cancelled | 1981-01-01 | 2099-01-01 | Not Given | MI
698 | Cecil LynchCTCancelled | CT | 6 | 2275 | Inactive | Entergy | Entergy North | Cancelled | 1967-07-01 | 2099-01-01 | North Little Rock | AR | Pulaski
699 | Cecil LynchCTExisting | CT | 204 | 2275 | ST Gas | Entergy | Entergy North | Existing | 1949-07-01 | 2099-01-01 | North Little Rock | AR | Pulaski
700 | Cedar (ACEC)OtherExisting | Other | 78 | 1421 | CT Oil | PJM | Atlantic City Electric Co. | Existing | 1972-06-01 | 2099-01-01 | West Creek | NJ | Ocean
701 | Cedar Bay Generating Co. L.P.CoalExisting | Coal | 267.05 | 1915 | ST Coal | Florida | Jacksonville Electric Authority | Existing | 1994-01-01 | 2099-01-01 | Jacksonville | FL | Duval
702 | Cedar CliffHydroExisting | Hydro | 7.2 | 73560 | Hydro Run-of-River | SERC | Duke Energy Corp. | Existing | 1952-08-01 | 2099-01-01 | Tuckasegee | NC | Jackson
703 | Cedar CreekHydroExisting | Hydro | 39 | 73561 | Hydro Storage | SERC | Duke Energy Corp. | Existing | 1926-08-01 | 2099-01-01 | Great Falls | SC | Lancaster
704 | Cedar Falls (NSP)HydroExisting | Hydro | 7 | 73562 | Hydro Run-of-River | MISO West Region | Northern States Power Co. | Existing | 1910-01-01 | 2099-01-01 | Menomonie | WI | Dunn
705 | Cedar Falls GTCTExisting | CT | 53 | 74544 | CT Gas | MRO US | MidAmerican Energy Co. | Existing | 1968-12-01 | 2099-01-01 | Cedar Falls | IA | Black Hawk
706 | Cedar Ridge Wind FarmWindPlanned | Wind | 68 | 841428 | Wind | MISO West Region | Alliant East | Planned | 2007-10-01 | 2099-12-01 | Eden | WI | Fond Du Lac
707 | Cedar SpringsCoalExisting | Coal | 101 | 73564 | ST Coal | SERC | Southern Company | Existing | 1953-10-01 | 2099-01-01 | Cedar Springs | GA | Early
708 | Celanese PampaOtherExisting | Other | 39.28 | 73567 | ST Other | SPP | Southwestern Public Service Co. | Existing | 1965-02-01 | 2099-01-01 | Pampa | TX | Gray
709 | Celco PlantCoalCancelled | Coal | 27.2 | 73569 | Inactive | PJM | AEP Appalachian | Cancelled | 1942-01-01 | 2099-01-01 | Narrows | VA | Giles
710 | Celco PlantCTCancelled | CT | 2.6 | 73569 | Inactive | PJM | AEP Appalachian | Cancelled | 1996-08-01 | 2099-01-01 | Narrows | VA | Giles
711 | Cellu Tissue Natural DamHydroCancelled | Hydro | 1.05 | 73571 | Inactive | NYISO | NYISO - Mohawk Valley Zone (E) | Cancelled | 1959-01-01 | 2099-01-01 | Gouverneur | NY | St. Lawrence
712 | Center FallsHydroExisting | Hydro | 1.25 | 73576 | Hydro Run-of-River | NYISO | NYISO - Capital Zone (F) | Existing | 1984-01-01 | 2099-01-01 | Greenwich | NY | Washington
713 | Center HillHydroExisting | Hydro | 156 | 73577 | Hydro Storage | TVA | Tennessee Valley Authority | Existing | 1951-04-01 | 2099-01-01 | Lancaster | TN | De Kalb
714 | Centerville (IES)OtherExisting | Other | 6 | 73579 | CT Oil | MISO West Region | Alliant West | Existing | 1963-06-01 | 2099-01-01 | Centerville | IA | Appanoose
715 | Central District Wastewater TrCTCancelled | CT | 3.75 | 73582 | Inactive | Florida | Florida Power & Light Co. | Cancelled | 1989-10-01 | 2099-01-01 | Miami | FL | Dade
716 | Central Heating Plant (CORNELL)CoalCancelled | Coal | 7.59 | 73830 | Inactive | NYISO | NYISO - Central Zone (C) | Cancelled | 1987-08-01 | 2099-01-01 | Ithaca | NY | Tompkins
717 | Central Power and Lime Incorp (CEPOLI)CoalExisting | Coal | 141 | 1890 | ST Coal | Florida | Progress Energy Florida Inc. | Existing | 1988-06-01 | 2099-01-01 | Brooksville | FL | Hernando
718 | Central Power Plant of Rhode IslandOtherCancelled | Other | 5.34 | 73581 | Retired | ISO New England | National Grid - SEMA | Cancelled | 1932-06-01 | 2002-01-01 | Cranston | RI | Providence
719 | Central Wayne Air Quality (COOPSE)CTCancelled | CT | 22 | 73591 | Retired | MISO East Region | Detroit Edison Co. | Cancelled | 1999-11-01 | 2003-09-01 | Dearborn | MI | Wayne
720 | Century Wind ProjectWindExisting | Wind | 150 | 587746 | Wind | MRO US | MidAmerican Energy Co. | Existing | 2005-11-30 | 2099-01-01 |  | IA | Wright
721 | CeredoCTExisting | CT | 510 | 2195 | CT Gas | PJM | AEP Kentucky | Existing | 2001-06-01 | 2099-01-01 | Ceredo | WV | Wayne
722 | Cerro Gordo Wind ProjectWindExisting | Wind | 50 | 746544 | Wind | MISO West Region | Alliant West | Existing | 1999-06-01 | 2099-01-01 | Ventura | IA | Cerro Gordo
723 | CGE Ford Heights Waste Tires To Energy ProjectCTExisting | CT | 23.47 | #N/A | ST Gas | PJM | Commonwealth Edison Co. | Existing | 1996-01-01 | 2099-01-01 | Ford Heights | IL | Cook
724 | Chalk HillHydroExisting | Hydro | 7.8 | 73597 | Hydro Run-of-River | MISO West Region | We Energies | Existing | 1927-05-01 | 2099-01-01 | Stephenson | MI | Menominee
725 | Chalk PointCoalExisting | Coal | 669.636 | 1336 | ST Coal | PJM | Potomac Electric Power Co. | Existing | 1964-08-01 | 2099-01-01 | Aquasco | MD | Prince Georges
726 | Chalk PointCTExisting | CT | 438 | 1336 | CT Gas | PJM | Potomac Electric Power Co. | Existing | 1991-06-01 | 2099-01-01 | Aquasco | MD | Prince Georges
727 | Chalk PointOtherExisting | Other | 1277 | 1336 | CT Oil | PJM | Potomac Electric Power Co. | Existing | 1967-04-01 | 2099-01-01 | Aquasco | MD | Prince Georges
728 | ChambersburgCTCancelled | CT | 4.5 | 73600 | Inactive | PJM | Allegheny Energy, Inc. | Cancelled | 1967-12-01 | 2099-01-01 | Chambersburg | PA | Franklin
729 | ChambersburgCTExisting | CT | 23 | 73600 | CT Gas | PJM | Allegheny Energy, Inc. | Existing | 2003-03-01 | 2099-01-01 | Chambersburg | PA | Franklin
730 | ChamoisCoalExisting | Coal | 68 | 1402 | ST Coal | TVA | Associated Electric Coop, Inc. | Existing | 1953-12-01 | 2099-01-01 | Chamois | MO | Osage
731 | Chanarambie Wind PlantWindExisting | Wind | 219 | 609607 | Wind | MISO West Region | Northern States Power Co. | Existing | 2003-12-31 | 2099-01-01 | Currie | MN | Murray
732 | Chandler Wind TurbineWindExisting | Wind | 6 | 919105 | Wind | MISO West Region | Great River Energy | Existing | 2007-12-01 | 2099-01-01 | Chandler | MN | Murray
733 | Chanute 1CTCancelled | CT | 15.9 | 73604 | Retired | SPP | Westar Energy | Cancelled | 1955-01-01 | 2001-01-01 | Chanute | KS | Neosho
734 | Chanute 2CTExisting | CT | 54 | 73605 | CT Gas | SPP | Westar Energy | Existing | 2002-06-01 | 2099-01-01 | Chanute | KS | Neosho
735 | Chanute 3OtherExisting | Other | 32.18 | 73606 | CT Oil | SPP | Westar Energy | Existing | 1985-10-01 | 2099-01-01 | Chanute | KS | Neosho
736 | Chapais Energy CentreOtherExisting | Other | 28 | 914990 | ST Other | Eastern Canada | Hydro-Quebec | Existing | 1995-01-01 | 2099-01-01 | Chapais | PQ | Not Applicable
737 | ChapleauOtherExisting | Other | 7 | 919442 | ST Other | IESO | IESO (Ontario) | Existing | 1987-01-01 | 2099-01-01 | Not Given | ON | Not Applicable
738 | Chapman DamHydroCancelled | Hydro | 3 | 616874 | Inactive | PJM | Dominion | Cancelled | 1983-01-01 | 2099-01-01 | Woodstock | VA | Shenandoah
739 | ChappellCTCancelled | CT | 1.2 | 73607 | Inactive | MRO US | Nebraska Public Power District | Cancelled | 1947-01-01 | 2099-01-01 | Chappell | NE | Deuel
740 | Charles E MontyHydroExisting | Hydro | 28 | 73608 | Hydro Run-of-River | ISO New England | Central Maine Power Co. | Existing | 1990-08-01 | 2099-01-01 | Lewiston | ME | Androscoggin
741 | Charles PolettiCCExisting | CC | 500 | 1447 | Combined Cycle | NYISO | NYISO - NY City (J) | Existing | 2005-12-31 | 2099-01-01 | New York | NY | Queens
742 | Charles PolettiCTExisting | CT | 825 | 1447 | ST Gas | NYISO | NYISO - NY City (J) | Existing | 1977-03-01 | 2008-02-01 | New York | NY | Queens
743 | Charleston Resource Recovery FacilityOtherExisting | Other | 13.8 | 73612 | ST Other | SERC | Santee Cooper | Existing | 1989-08-01 | 2099-01-01 | Charleston | SC | Charleston
744 | Charlot RiverHydroExisting | Hydro | 10.2 | 608597 | Hydro Storage | MRO Canada - SaskPower | SaskPower | Existing | 1980-01-01 | 2099-01-01 | Uranium City | SK | Not Applicable
745 | Charlottetown (MECL)CTExisting | CT | 50 | 587960 | CT Gas | Eastern Canada | Maritime Electric Co., Ltd. (Prince Edward Island) | Existing | 2005-11-03 | 2099-12-01 | Charlottetown | PE | Not Applicable
746 | Charlottetown (Usecan)CTExisting | CT | 1.2 | #N/A | CT Gas | Eastern Canada | Maritime Electric Co., Ltd. (Prince Edward Island) | Existing | 1985-01-01 | 2099-01-01 | Charlottetown | PE | Not Applicable
747 | CharlottetownOtherExisting | Other | 65.4 | 587960 | ST Oil | Eastern Canada | Maritime Electric Co., Ltd. (Prince Edward Island) | Existing | 1947-01-01 | 2099-01-01 | Not Given | PE | Not Applicable
748 | Chasm Hydro PartnershipHydroCancelled | Hydro | 1.6 | 73615 | Inactive | NYISO | NYISO - North Zone (D) | Cancelled | 1982-03-01 | 2099-01-01 | Chateaugay | NY | Franklin
749 | ChasmHydroCancelled | Hydro | 3.81 | 73614 | Inactive | NYISO | NYISO - Mohawk Valley Zone (E) | Cancelled | 1913-01-01 | 2099-01-01 | Not Given | NY | Franklin
750 | Chastang LandfillCTCancelled | CT | 4 | #N/A | Inactive | SERC | Alabama Electric Coop, Inc. | Cancelled | 2002-12-01 | 2099-01-01 | Mount Vernon | AL | Mobile
751 | Chatahoochee Energy FacilityCCExisting | CC | 521 | 73618 | Combined Cycle | SERC | Southern Company | Existing | 2003-02-15 | 2099-01-01 | Roopville | GA | Heard
752 | Chateaugay High Falls HydroHydroCancelled | Hydro | 1.7 | 73617 | Inactive | NYISO | NYISO - North Zone (D) | Cancelled | 1988-12-01 | 2099-01-01 | Chateaugay | NY | Franklin
753 | ChateaugayOtherExisting | Other | 19 | 73616 | ST Other | NYISO | NYISO - North Zone (D) | Existing | 1993-02-01 | 2099-01-01 | Chateaugay | NY | Franklin
754 | Chats FallsHydroExisting | Hydro | 96 | 609111 | Hydro Storage | IESO | IESO (Ontario) | Existing | 1931-10-01 | 2099-01-01 | Not Given | ON | Not Applicable
755 | ChatugeHydroExisting | Hydro | 10.9 | 73619 | Hydro Storage | TVA | Tennessee Valley Authority | Existing | 1954-12-01 | 2099-01-01 | Not Given | NC | Clay
756 | Chautauqua Wind ProjectWindCancelled | Wind | 51 | 883662 | Cancelled | NYISO | NYISO - West Zone (A) | Cancelled | 2006-12-31 | 2099-12-01 | Not Given | NY | Chautauqua
757 | CheathamHydroExisting | Hydro | 41.4 | 73620 | Hydro Run-of-River | TVA | Tennessee Valley Authority | Existing | 1958-09-01 | 2099-01-01 | Charlotte | TN | Dickson
758 | CheboyganHydroCancelled | Hydro | 1.5 | 73621 | Inactive | MISO East Region | Consumers Energy Co. | Cancelled | 1986-01-01 | 2099-01-01 | Cheboygan | MI | Cheboygan
759 | Chelsea ModularOtherExisting | Other | 5 | 871177 | CT Oil | MISO East Region | Consumers Energy Co. | Existing | 1988-01-01 | 2099-01-01 | Chelsea | MI | Washtenaw
760 | ChelseaHydroExisting | Hydro | 150.95 | 608901 | Hydro Run-of-River | Eastern Canada | Hydro-Quebec | Existing | 1995-02-01 | 2099-01-01 | Not Given | PQ | Not Applicable
761 | ChemicalHydroCancelled | Hydro | 1.5 | 73624 | Inactive | ISO New England | Northeast Utilities - Connecticut | Cancelled | 1935-01-01 | 2099-01-01 | Holyoke | MA | Hampden
762 | ChenauxHydroExisting | Hydro | 143.7 | 609113 | Hydro Storage | IESO | IESO (Ontario) | Existing | 1950-01-01 | 2099-01-01 | Renfrew | ON | Not Applicable
763 | CheoahHydroExisting | Hydro | 110 | 73628 | Hydro Storage | TVA | Tennessee Valley Authority | Existing | 1949-09-01 | 2099-01-01 | Not Given | NC | Graham
764 | Cherokee (TVA)HydroExisting | Hydro | 138 | 73631 | Hydro Storage | TVA | Tennessee Valley Authority | Existing | 1953-01-01 | 2099-01-01 | Not Given | TN | Grainger
765 | Cherokee County CogenCCExisting | CC | 101.24 | 2102 | Combined Cycle | SERC | Duke Energy Corp. | Existing | 1998-03-01 | 2099-01-01 | Gaffney | SC | Cherokee
766 | Cherokee FallsHydroCancelled | Hydro | 4.35 | 73632 | Inactive | SERC | Duke Energy Corp. | Cancelled | 1988-01-01 | 2099-01-01 | Cherokee Falls | SC | Cherokee
767 | Cherry StreetOtherExisting | Other | 19.6 | 73634 | CT Oil | ISO New England | Massachusetts Municipal Wholesale - NEMA | Existing | 1951-05-01 | 2099-01-01 | Hudson | MA | Middlesex
768 | Chesapeake BiomassCTCancelled | CT | 20 | 587625 | Cancelled | PJM | Delmarva Power & Light Co. | Cancelled | 2005-01-01 | 2099-01-01 | Not Given | MD | Caroline
769 | Chesapeake Energy CenterCoalExisting | Coal | 605 | 1654 | ST Coal | PJM | Dominion | Existing | 1959-06-01 | 2099-01-01 | Norfolk | VA | Chesapeake
770 | Chesapeake Energy CenterCTExisting | CT | 19 | 1654 | CT Gas | PJM | Dominion | Existing | 1967-12-01 | 2099-01-01 | Norfolk | VA | Chesapeake
771 | Chesapeake Energy CenterOtherExisting | Other | 170 | 1654 | CT Oil | PJM | Dominion | Existing | 1970-12-01 | 2099-01-01 | Norfolk | VA | Chesapeake
772 | Chesapeake Paper Products Co.CoalExisting | Coal | 71 | #N/A | ST Coal | PJM | Dominion | Existing | 1968-11-01 | 2099-01-01 | West Point | VA | King William
773 | Chesapeake Paper Products Co.CTCancelled | CT | 35.7 | #N/A | Inactive | PJM | Dominion | Cancelled | 1937-01-01 | 2099-01-01 | West Point | VA | King William
774 | Chester OperationsCoalExisting | Coal | 67 | 1547 | ST Coal | PJM | PECO Energy Co. | Existing | 1986-05-01 | 2099-01-01 | Chester | PA | Delaware
775 | Chester TownshipCTExisting | CT | 200 | 2181 | CT Gas | PJM | AEP I&M | Existing | 2001-06-15 | 2099-01-01 | Chester | IN | Wells
776 | ChesterfieldCCExisting | CC | 467 | 1653 | Combined Cycle | PJM | Dominion | Existing | 1990-06-01 | 2099-01-01 | Chester | VA | Chesterfield
777 | ChesterfieldCoalExisting | Coal | 1265.909 | 1653 | ST Coal | PJM | Dominion | Existing | 1952-12-01 | 2099-01-01 | Chester | VA | Chesterfield
778 | ChesterOtherExisting | Other | 54 | 73636 | CT Oil | PJM | PECO Energy Co. | Existing | 1969-02-01 | 2099-01-01 | Not Given | PA | Delaware
779 | Chestnut Ridge Gas RecoveryCTCancelled | CT | 3.2 | 73638 | Inactive | TVA | Tennessee Valley Authority | Cancelled | 1992-01-01 | 2099-01-01 | Heiskell | TN | Knox
780 | CheswickCoalExisting | Coal | 558.03 | 1835 | ST Coal | PJM | Duquesne Light Co. | Existing | 1970-10-01 | 2099-01-01 | Cheswick | PA | Allegheny
781 | Chevron Cogen (Standard Oil)CTExisting | CT | 161.73 | 73643 | CT Gas | SERC | Southern Company | Existing | 1994-05-01 | 2099-01-01 | Not Given | MS | Jackson
782 | Chiblow DamHydroCancelled | Hydro | 1.65 | 656783 | Inactive | IESO | IESO (Ontario) | Cancelled | 1993-01-01 | 2099-01-01 | Not Given | ON | Not Applicable
783 | Chicago (Adm)CTCancelled | CT | 2.6 | #N/A | Inactive | PJM | Commonwealth Edison Co. | Cancelled | 1990-06-01 | 2099-01-01 | Chicago | IL | Cook
784 | Chicago (Conpow)CTExisting | CT | 300 | 77931 | CT Gas | PJM | Commonwealth Edison Co. | Existing | 2001-07-22 | 2099-01-01 | University Park | IL | Will
785 | Chicago Heights Energy CenterCCCancelled | CC | 500 | 587911 | Indefinitely Postponed | PJM | Commonwealth Edison Co. | Cancelled | 2050-01-01 | 2099-01-01 | Chicago Heights | IL | Cook
786 | Chicahominy PowerCTCancelled | CT | 675 | 73650 | Cancelled | PJM | Dominion | Cancelled | 2050-01-01 | 2099-01-01 | Not Given | VA | Charles City
787 | ChickamaugaHydroExisting | Hydro | 143.2 | 73651 | Hydro Storage | TVA | Tennessee Valley Authority | Existing | 1952-03-01 | 2099-01-01 | Chattanooga | TN | Hamilton
788 | ChickashaCCCancelled | CC | 550 | #N/A | Cancelled | SPP | Western Farmers Electric Coop | Cancelled | 2050-01-01 | 2099-01-01 | Chickasha | OK | Grady
789 | Chicopee Generating FacilityCTCancelled | CT | 2.97 | 73652 | Inactive | ISO New England | Massachusetts Municipal Wholesale - NEMA | Cancelled | 1993-10-01 | 2099-01-01 | Chicopee | MA | Hampden
790 | Chicopee River Hydroelectric StationHydroCancelled | Hydro | 2.26 | 73653 | Inactive | ISO New England | Northeast Utilities - Connecticut | Cancelled | 1985-05-01 | 2099-01-01 | Chicopee | MA | Hampden
791 | ChilhoweeHydroExisting | Hydro | 51.69 | 73657 | Hydro Storage | TVA | Tennessee Valley Authority | Existing | 1957-08-01 | 2099-01-01 | Maryville | TN | Monroe
792 | CHINA MILLS DAMHydroCancelled | Hydro | 1.8 | #N/A | Inactive | ISO New England | Northeast Utilities - New Hampshire | Cancelled | 1981-06-01 | 2099-01-01 | Suncook | NH | Hillsborough
793 | China TownshipCCCancelled | CC | 1100 | 587713 | Indefinitely Postponed | MISO East Region | Detroit Edison Co. | Cancelled | 2050-01-01 | 2099-01-01 | China Township | MI | St. Clair
794 | Chippewa FallsHydroExisting | Hydro | 21.13 | 73662 | Hydro Run-of-River | MISO West Region | Northern States Power Co. | Existing | 1928-01-01 | 2099-01-01 | Chippewa Falls | WI | Chippewa
795 | Choctaw Gas ProjectCCExisting | CC | 700 | 73667 | Combined Cycle | TVA | Tennessee Valley Authority | Existing | 2007-02-01 | 2099-01-01 | Ackerman | MS | Choctaw
796 | Chouteau (AECI)CCExisting | CC | 500 | 73669 | Combined Cycle | TVA | Associated Electric Coop, Inc. | Existing | 2000-07-21 | 2099-01-01 | Chouteau | OK | Mayes
797 | ChristianaOtherExisting | Other | 50 | 2331 | CT Oil | PJM | Delmarva Power & Light Co. | Existing | 1973-06-01 | 2099-01-01 | Not Given | DE | New Castle
798 | Church Street PlantCTCancelled | CT | 7.1 | 73672 | Inactive | PJM | Dominion | Cancelled | 1979-10-01 | 2099-01-01 | Not Given | VA | Prince William
799 | Churchill FallsHydroExisting | Hydro | 5428.5 | 613587 | Hydro Storage | Eastern Canada | Hydro-Quebec | Existing | 1973-01-01 | 2099-01-01 | Not Given | NF | Not Applicable
801 | Chute-BurroughsHydroExisting | Hydro | 1.6 | 917764 | Hydro Run-of-River | Eastern Canada | Hydro-Quebec | Existing | 1929-01-01 | 2099-01-01 | Not Given | PQ | Not Applicable
802 | Chute-Des-ChatsHydroExisting | Hydro | 92.64 | 608907 | Hydro Run-of-River | Eastern Canada | Hydro-Quebec | Existing | 1931-01-01 | 2099-01-01 | Not Given | PQ | Not Applicable
803 | Chute-HemmingsHydroExisting | Hydro | 28.8 | 913150 | Hydro Run-of-River | Eastern Canada | Hydro-Quebec | Existing | 1925-01-01 | 2099-01-01 | Not Given | PQ | Not Applicable
804 | Chutes BellHydroExisting | Hydro | 9.9 | 917767 | Hydro Run-of-River | Eastern Canada | Hydro-Quebec | Existing | 1999-01-01 | 2099-01-01 | Not Given | PQ | Not Applicable
805 | CID Gas RecoveryCTCancelled | CT | 6 | 73436 | Inactive | PJM | Commonwealth Edison Co. | Cancelled | 1989-03-01 | 2099-01-01 | Chicago | IL | Cook
806 | Cimarron RiverCTExisting | CT | 72 | 2444 | ST Gas | SPP | WestPlains Energy (KS) | Existing | 1963-12-01 | 2099-01-01 | Liberal | KS | Seward
807 | Cinergy IGCCCCFuture | CC | 500 | 613332 | Inactive | MISO Central Region | Duke (Cinergy) | Future | 2010-01-01 | 2099-12-01 | Edwardsport | IN | Knox
808 | CITGO Lake Charles IGCC ProjectCCCancelled | CC | 670 | 587620 | Cancelled | Entergy | Entergy South | Cancelled | 2005-01-01 | 2099-01-01 | Lake Charles | LA | Calcasieu
809 | CITGO Refinery PowerhouseCTExisting | CT | 39.8 | 2034 | ST Gas | Entergy | Entergy West | Existing | 1942-01-01 | 2099-01-01 | Sulphur | LA | Calcasieu
810 | City Light & WaterCTCancelled | CT | 1.2 | 73676 | Inactive | MRO US | Nebraska Public Power District | Cancelled | 1987-01-01 | 2099-01-01 | Blue Hill | NE | Webster
811 | City of Hastings HydroelectricHydroExisting | Hydro | 13 | 73681 | Hydro Run-of-River | MISO West Region | Northern States Power Co. | Existing | 1992-01-01 | 2099-01-01 | Hastings | MN | Dakota
812 | City Of MarcelineCTCancelled | CT | 2.5 | 73682 | Inactive | MISO Central Region | AmerenUE | Cancelled | 1959-11-01 | 2099-01-01 | Marceline | MO | Linn
813 | City Of Tampa RefuseOtherExisting | Other | 16.1 | #N/A | ST Other | Florida | Tampa Electric Co. | Existing | 1985-06-01 | 2099-01-01 | Tampa | FL | Hillsborough
814 | City of WakefieldCTCancelled | CT | 4 | 77315 | Inactive | MRO US | Nebraska Public Power District | Cancelled | 1915-01-01 | 2099-01-01 | Wakefield | NE | Dixon
815 | Clam River DamHydroExisting | Hydro | 1.15 | 73692 | Hydro Run-of-River | MRO US | Dairyland Power Coop. | Existing | 1942-12-01 | 2099-01-01 | Danbury | WI | Burnett
816 | Claremont FacilityCTCancelled | CT | 4.5 | 73693 | Inactive | ISO New England | Central Vermont Public Service Corp. | Cancelled | 1987-03-01 | 2099-01-01 | Claremont | NH | Sullivan
817 | Clarence CannonHydroExisting | Hydro | 67 | 73694 | Hydro Storage | SPP | Aquila MISSOURI | Existing | 1984-11-01 | 2099-01-01 | Millard | MO | Ralls
818 | Clark (NWPS)CTCancelled | CT | 2.72 | 73695 | Inactive | MRO US | WAPA Billings East (UM-East) DAKOTAS | Cancelled | 1971-05-01 | 2099-01-01 | Clark | SD | Clark
819 | Clark FallsHydroCancelled | Hydro | 3 | 73696 | Inactive | ISO New England | Central Vermont Public Service Corp. | Cancelled | 1937-02-01 | 2099-01-01 | Milton | VT | Chittenden
820 | Clark Mills LowerHydroExisting | Hydro | 1.05 | #N/A | Hydro Run-of-River | NYISO | NYISO - Capital Zone (F) | Existing | 1985-03-01 | 2099-01-01 | Easton | NY | Washington
821 | Claude Vandyke (Burnips)CCExisting | CC | 26 | 73701 | Combined Cycle | MISO East Region | Wolverine Power Supply Coop, Inc. | Existing | 1967-01-01 | 2099-01-01 | Dorr | MI | Allegan
822 | Claude Vandyke (Burnips)CTCancelled | CT | 4.5 | 73701 | Inactive | MISO East Region | Wolverine Power Supply Coop, Inc. | Cancelled | 1993-09-01 | 2099-01-01 | Dorr | MI | Allegan
823 | Claude Vandyke (Burnips)CTExisting | CT | 26 | 73701 | CT Gas | MISO East Region | Wolverine Power Supply Coop, Inc. | Existing | 2001-08-28 | 2099-01-01 | Dorr | MI | Allegan
824 | Clay CenterCTCancelled | CT | 20.95 | 73702 | Inactive | SPP | Westar Energy | Cancelled | 1958-01-01 | 2099-01-01 | Clay Center | KS | Clay
825 | ClaytorHydroExisting | Hydro | 76 | 73704 | Hydro Storage | PJM | AEP Appalachian | Existing | 1939-08-01 | 2099-01-01 | Not Given | VA | Pulaski
826 | Clear Horizons ProjectCoalCancelled | Coal | 25 | #N/A | Indefinitely Postponed | MISO East Region | Detroit Edison Co. | Cancelled | 2050-01-01 | 2099-12-01 | Detroit | MI | Wayne
827 | Cleary FloodCCExisting | CC | 110 | 1350 | Combined Cycle | ISO New England | National Grid - SEMA | Existing | 1976-10-01 | 2099-01-01 | Taunton | MA | Bristol
828 | Cleary FloodOtherExisting | Other | 26 | 1350 | ST Oil | ISO New England | National Grid - SEMA | Existing | 1966-06-01 | 2099-01-01 | Taunton | MA | Bristol
829 | Cleco EvangelineCCExisting | CC | 766.9 | 1310 | Combined Cycle | SPP | Cleco Utility Group, Inc. | Existing | 2000-06-01 | 2099-01-01 | Saint Landry | LA | Evangeline
830 | Clement Dam Development IncHydroExisting | Hydro | 2.4 | 73710 | Hydro Run-of-River | ISO New England | Northeast Utilities - New Hampshire | Existing | 1984-12-01 | 2099-01-01 | Tilton | NH | Belknap
831 | Clewiston Sugar HouseCTCancelled | CT | 1 | 73713 | Inactive | Florida | Florida Power & Light Co. | Cancelled | 1987-06-01 | 2099-01-01 | Clewiston | FL | Hendry
832 | CliffsideCoalExisting | Coal | 760 | 1482 | ST Coal | SERC | Duke Energy Corp. | Existing | 1940-07-01 | 2099-01-01 | Cliffside | NC | Rutherford
833 | CliffsideCoalFuture | Coal | 800 | 1482 | ST Coal | SERC | Duke Energy Corp. | Future | 2010-01-01 | 2099-12-01 | Cliffside | NC | Rutherford
834 | Clifton Dam #3 Power StationHydroCancelled | Hydro | 1.3 | 73714 | Inactive | SERC | Duke Energy Corp. | Cancelled | 1987-01-01 | 2099-01-01 | Converse | SC | Spartanburg
835 | CliftonCTCancelled | CT | 2.5 | 1818 | Inactive | SPP | WestPlains Energy (KS) | Cancelled | 1974-12-01 | 2099-01-01 | Clifton | KS | Washington
836 | CliftonCTExisting | CT | 71 | 1818 | CT Gas | SPP | WestPlains Energy (KS) | Existing | 1974-12-01 | 2099-01-01 | Clifton | KS | Washington
837 | Clifty CreekCoalExisting | Coal | 1245 | 2411 | ST Coal | PJM | AEP I&M | Existing | 1955-02-01 | 2099-01-01 | Madison | IN | Jefferson
838 | Climax Energy FacilityCCExisting | CC | 11.13 | #N/A | Combined Cycle | NYISO | NYISO - Mohawk Valley Zone (E) | Existing | 1988-09-01 | 2099-01-01 | West Carthage | NY | Jefferson
839 | Clinch RiverCoalExisting | Coal | 705 | 1649 | ST Coal | PJM | AEP Appalachian | Existing | 1958-09-01 | 2099-01-01 | Cleveland | VA | Russell
840 | Clinton (ADM)CoalCancelled | Coal | 31.38 | 73716 | Inactive | MISO Central Region | AmerenIP | Cancelled | 1940-01-01 | 2099-01-01 | Not Given | IA | Not Applicable
841 | Clinton (AMERGEN)NuclearExisting | Nuclear | 1026.51 | 73718 | Nuclear | MISO Central Region | AmerenIP | Existing | 1987-04-01 | 2030-01-01 | Clinton | IL | De Witt
842 | Clinton (AMERGEN)NuclearPlanned | Nuclear | 1000 | 73718 | Nuclear | MISO Central Region | AmerenIP | Planned | 2015-06-01 | 2030-01-01 | Clinton | IL | De Witt
842 | Clinton (AMERGEN)NuclearPlanned | Nuclear | 1000 | #N/A | Nuclear | MISO Central Region | AmerenIP | Planned | 2015-06-01 | 2030-01-01 | Clinton | IL | De Witt
843 | Clinton (CLIN)CTCancelled | CT | 2.34 | 73717 | Inactive | MISO East Region | Consumers Energy Co. | Cancelled | 1939-01-01 | 2099-01-01 | Clinton | MI | Lenawee
844 | Clinton (CLIN)CTExisting | CT | 2 | 73717 | CT Gas | MISO East Region | Consumers Energy Co. | Existing | 1978-01-01 | 2099-01-01 | Clinton | MI | Lenawee
845 | Clipper Spirit Lake WindWindCancelled | Wind | 150 | 921824 | Wind | MISO West Region | Alliant West | Cancelled | 2050-01-01 | 2099-12-01 | Spirit Lake | IA | Dickinson
846 | CloverCoalExisting | Coal | 882 | 1788 | ST Coal | PJM | Dominion | Existing | 1995-10-01 | 2099-01-01 | Clover | VA | Halifax
847 | CMP Small HydrosHydroExisting | Hydro | 15.83 | #N/A | Hydro Run-of-River | ISO New England | Central Maine Power Co. | Existing | 1920-04-01 | 2099-01-01 | Lewiston | ME
848 | Coal CreekCoalExisting | Coal | 1112 | 1708 | ST Coal | MISO West Region | Great River Energy | Existing | 1979-07-01 | 2099-01-01 | Underwood | ND | Mclean
849 | Coal CreekCTCancelled | CT | 2.1 | 1708 | Inactive | MISO West Region | Great River Energy | Cancelled | 1979-06-01 | 2099-01-01 | Underwood | ND | Mclean
850 | CobbCoalExisting | Coal | 320 | 1351 | ST Coal | MISO East Region | Consumers Energy Co. | Existing | 1956-09-01 | 2099-01-01 | Muskegon | MI | Muskegon
851 | CobbCTExisting | CT | 183 | 1351 | ST Gas | MISO East Region | Consumers Energy Co. | Existing | 1948-10-01 | 2099-01-01 | Muskegon | MI | Muskegon
852 | Cobble MountainHydroExisting | Hydro | 33.96 | 73729 | Hydro Storage | ISO New England | Northeast Utilities - WCMA | Existing | 1930-01-01 | 2099-01-01 | Blandford | MA | Hampden
853 | CochraneCCExisting | CC | 38.5 | #N/A | Combined Cycle | IESO | IESO (Ontario) | Existing | 1990-04-01 | 2099-01-01 | Cochrane | ON
854 | CoffeenCoalExisting | Coal | 985 | 2383 | ST Coal | MISO Central Region | AmerenCIPS | Existing | 1965-12-01 | 2099-01-01 | Coffeen | IL | Montgomery
855 | CoffeyvilleCTExisting | CT | 56.74 | 2455 | ST Gas | SPP | Westar Energy | Existing | 1956-01-01 | 2099-01-01 | Coffeyville | KS | Montgomery
856 | Cogen SouthCoalExisting | Coal | 99 | 73740 | ST Coal | SERC | South Carolina Electric & Gas Co. | Existing | 1999-04-01 | 2099-01-01 | North Charleston | SC | Charleston
857 | Cogen Technologies (Bayonne Cogen Plant)CCExisting | CC | 191.6 | 1980 | Combined Cycle | PJM | Public Service Electric & Gas Co. | Existing | 1988-09-15 | 2099-01-01 | Bayonne | NJ | Hudson
858 | Cogent Little Falls GP (COLIFA)CCCancelled | CC | 4.5 | #N/A | Inactive | NYISO | NYISO - Mohawk Valley Zone (E) | Cancelled | 1987-02-01 | 2099-01-01 | Little Falls | NY | Herkimer
859 | Cogentrix ElizabethtownCoalExisting | Coal | 33.3 | 74205 | ST Coal | SERC | Progress Energy Carolina Inc. | Existing | 1984-06-01 | 2099-01-01 | Elizabethtown | NC | Bladen
860 | Cogentrix KenansvilleCoalExisting | Coal | 32.4 | 75258 | ST Coal | SERC | Progress Energy Carolina Inc. | Existing | 1986-04-01 | 2099-01-01 | Kenansville | NC | Duplin
861 | Cogentrix LumbertonCoalExisting | Coal | 33.5 | 75615 | ST Coal | SERC | Progress Energy Carolina Inc. | Existing | 1984-06-01 | 2099-01-01 | Lumberton | NC | Robeson
862 | Cogentrix RichmondCoalExisting | Coal | 190 | 2041 | ST Coal | PJM | Dominion | Existing | 1992-05-01 | 2099-01-01 | Richmond | VA | Richmond City
863 | Cogentrix RoxboroCoalExisting | Coal | 56 | 1897 | ST Coal | SERC | Progress Energy Carolina Inc. | Existing | 1987-08-01 | 2099-01-01 | Roxboro | NC | Person
864 | Cogentrix SouthportCoalExisting | Coal | 108.46 | 1896 | ST Coal | SERC | Progress Energy Carolina Inc. | Existing | 1987-09-01 | 2099-01-01 | Southport | NC | Brunswick
865 | CoggonOtherExisting | Other | 2.77 | 73741 | CT Oil | MISO Central Region | AmerenCIPS | Existing | 1945-01-01 | 2099-01-01 | Coggon | IA | Linn
866 | CoitOtherExisting | Other | 36 | 73743 | CT Oil | SERC | South Carolina Electric & Gas Co. | Existing | 1964-05-01 | 2099-01-01 | Columbia | SC | Richland
867 | ColbertCoalExisting | Coal | 1194.004 | 2246 | ST Coal | TVA | Tennessee Valley Authority | Existing | 1955-01-01 | 2099-01-01 | Tuscumbia | AL | Colbert
868 | ColbertCTExisting | CT | 504 | 2246 | CT Gas | TVA | Tennessee Valley Authority | Existing | 1972-09-01 | 2099-01-01 | Tuscumbia | AL | Colbert
869 | Colby - COLBYOtherExisting | Other | 13.55 | 73745 | CT Oil | SPP | MidWest Energy, Inc. | Existing | 1958-01-01 | 2099-01-01 | Colby | KS | Thomas
870 | Colby - MIDWCTExisting | CT | 13 | 73744 | CT Gas | SPP | MidWest Energy, Inc. | Existing | 1970-01-01 | 2099-01-01 | Colby | KS | Thomas
871 | Colchester 16OtherExisting | Other | 16.11 | 73746 | CT Oil | ISO New England | Green Mountain Power Corp. | Existing | 1965-10-01 | 2099-01-01 | Colchester | VT | Chittenden
872 | Cold Spring WindWindPlanned | Wind | 50 | 750147 | Wind | NYISO | NYISO - West Zone (A) | Planned | 2007-10-01 | 2099-12-01 | Cold Spring | NY | Cattaraugus
873 | Coldwater ModularOtherExisting | Other | 26 | 73747 | CT Oil | MISO East Region | Consumers Energy Co. | Existing | 1988-01-01 | 2099-01-01 | Coldwater | MI | Branch
874 | ColdwaterCTCancelled | CT | 12.75 | 73747 | Inactive | MISO East Region | Consumers Energy Co. | Cancelled | 1969-01-01 | 2099-01-01 | Coldwater | MI | Branch
875 | Colebrook HydroelectricHydroCancelled | Hydro | 3 | 73749 | Inactive | ISO New England | Northeast Utilities - Connecticut | Cancelled | 1988-01-01 | 2099-01-01 | Litchfield | CT | Litchfield
876 | Coleman (WKEC)CoalExisting | Coal | 455 | 2469 | ST Coal | TVA | Big Rivers Electric Corp. | Existing | 1969-11-01 | 2099-01-01 | Hawesville | KY | Hancock
877 | Coleson CoveOtherExisting | Other | 1005.8 | 587618 | ST Oil | Eastern Canada | NB Power | Existing | 1976-01-01 | 2099-01-01 | Saint John | NB | Not Applicable
878 | Colfax (DETED)OtherExisting | Other | 14 | 73753 | CT Oil | MISO East Region | Detroit Edison Co. | Existing | 1969-11-01 | 2099-01-01 | Fowlerville | MI | Livingston
879 | Collins (MIDGEN)CTCancelled | CT | 2698 | 1707 | Retired | PJM | Commonwealth Edison Co. | Cancelled | 1978-05-01 | 2005-01-01 | Morris | IL | Grundy
880 | Collins DamHydroCancelled | Hydro | 1.28 | 73757 | Inactive | ISO New England | National Grid - WCMA | Cancelled | 1984-12-01 | 2099-01-01 | Wilbraham | MA | Hampden
881 | Collins FacilityHydroCancelled | Hydro | 1.3 | 73757 | Inactive | ISO New England | National Grid - WCMA | Cancelled | 1985-03-01 | 2099-01-01 | Wilbraham | MA | Hampden
882 | CollinwoodCTCancelled | CT | 18 | 73759 | Inactive | MISO East Region | FirstEnergy Ohio | Cancelled | 1971-02-01 | 2099-01-01 | Cleveland | OH | Cuyahoga
883 | Colonie Cogeneration PlantCCExisting | CC | 25 | 923015 | Combined Cycle | NYISO | NYISO - Capital Zone (F) | Existing | 1991-02-01 | 2099-01-01 | Colonie | NY | Albany
884 | ColtonHydroExisting | Hydro | 32 | 73762 | Hydro Run-of-River | NYISO | NYISO - Mohawk Valley Zone (E) | Existing | 1962-01-01 | 2099-01-01 | Colton | NY | St. Lawrence
885 | Columbia (SOCG)HydroExisting | Hydro | 10.01 | 73763 | Hydro Run-of-River | SERC | South Carolina Electric & Gas Co. | Existing | 1953-01-01 | 2099-01-01 | Columbia | SC | Richland
886 | Columbia (WPL)CoalCancelled | Coal | 1109 | 1817 | Inactive | MISO West Region | Alliant East | Cancelled | 1975-05-01 | 2000-01-01 | Portage | WI | Columbia
887 | Columbia (WPL)CoalExisting | Coal | 1109 | 1817 | ST Coal | MISO West Region | Alliant East | Existing | 1975-05-01 | 2099-01-01 | Portage | WI | Columbia
888 | Columbia Energy CenterCCExisting | CC | 526 | 73765 | Combined Cycle | SERC | South Carolina Electric & Gas Co. | Existing | 2004-05-22 | 2099-01-01 | Not Given | SC | Calhoun
889 | Columbia SubstationCTExisting | CT | 192 | 73764 | CT Gas | MISO Central Region | AmerenUE | Existing | 2001-09-04 | 2099-01-01 | Columbia | MO | Boone
890 | Columbia-MoCoalExisting | Coal | 73 | 1397 | ST Coal | MISO Central Region | AmerenUE | Existing | 1957-01-01 | 2099-01-01 | Columbia | MO | Boone
891 | Columbia-MoCTExisting | CT | 12 | 1397 | CT Gas | MISO Central Region | AmerenUE | Existing | 1963-01-01 | 2099-01-01 | Columbia | MO | Boone
892 | Columbus (LRPPD)HydroExisting | Hydro | 40 | 73768 | Hydro Storage | MRO US | Nebraska Public Power District | Existing | 1936-01-01 | 2099-01-01 | Columbus | NE | Platte
893 | Colver Power ProjectCoalExisting | Coal | 110 | 1878 | ST Coal | PJM | Pennsylvania Electric | Existing | 1995-02-01 | 2099-01-01 | Colver | PA | Cambria
894 | Comanche (PSOK)CCExisting | CC | 273 | 1823 | Combined Cycle | SPP | AEP West - SPP | Existing | 1974-02-01 | 2099-01-01 | Lawton | OK | Comanche
895 | Comanche (PSOK)OtherExisting | Other | 4 | 1823 | CT Oil | SPP | AEP West - SPP | Existing | 1962-05-01 | 2099-01-01 | Lawton | OK | Comanche
896 | Combined Cycle 1 (RCID)CCExisting | CC | 37.5 | #N/A | Combined Cycle | Florida | Florida Power & Light Co. | Existing | 1989-05-01 | 2099-01-01 | Orlando | FL | Orange
897 | Combined Locks Energy CenterCTExisting | CT | 48 | 73776 | CT Gas | MISO West Region | Wisconsin Public Service Corp. | Existing | 2002-04-01 | 2099-01-01 | Combined Locks | WI | Outagamie
898 | Combined LocksHydroCancelled | Hydro | 6.16 | 73775 | Inactive | MISO West Region | Wisconsin Public Power, Inc. System | Cancelled | 1988-02-01 | 2099-01-01 | Combined Locks | WI | Outagamie
899 | ComerfordHydroExisting | Hydro | 163.96 | 73781 | Hydro Storage | ISO New England | Northeast Utilities - New Hampshire | Existing | 1930-09-01 | 2099-01-01 | Monroe | NH | Grafton
900 | Commercial StreetOtherExisting | Other | 1 | 73785 | CT Oil | ISO New England | Massachusetts Municipal Wholesale - WCMA | Existing | 1975-11-01 | 2099-01-01 | Marblehead | MA | Essex
901 | Commonwealth Atlantic LimitedCTExisting | CT | 388.8 | 2023 | CT Gas | PJM | Dominion | Existing | 1992-06-01 | 2099-01-01 | Not Given | VA | Chesapeake
902 | Commonwealth Chesapeake ProjectOtherExisting | Other | 315 | 73786 | CT Oil | PJM | Delmarva Power & Light Co. | Existing | 2000-06-01 | 2099-01-01 | New Church | VA | Accomack
903 | Conawapa Generating StationHydroPlanned | Hydro | 1380 | 676646 | Hydro Storage | MRO Canada - Manitoba | Manitoba Hydro | Planned | 2017-01-01 | 2099-12-01 | Sundown | MB | Not Applicable
904 | Concord FacilityOtherExisting | Other | 14.02 | 73789 | ST Oil | ISO New England | Northeast Utilities - New Hampshire | Existing | 1989-04-01 | 2099-01-01 | Penacook | NH | Merrimack
905 | Concord Steam Corp.CTCancelled | CT | 1.34 | #N/A | Inactive | ISO New England | Northeast Utilities - New Hampshire | Cancelled | 1986-10-01 | 2099-01-01 | Not Given | NH | Merrimack
906 | ConcordCTExisting | CT | 376 | 73790 | CT Gas | MISO West Region | We Energies | Existing | 1993-07-01 | 2099-01-01 | Weyauwega | WI | Jefferson
907 | Conemaugh Hydroelectric PlantHydroExisting | Hydro | 15 | 73794 | Hydro Run-of-River | PJM | Pennsylvania Electric | Existing | 1989-02-01 | 2099-01-01 | Saltsburg | PA | Westmoreland
908 | ConemaughCoalExisting | Coal | 1700.04 | 1531 | ST Coal | PJM | Pennsylvania Electric | Existing | 1970-05-01 | 2099-01-01 | New Florence | PA | Indiana
909 | ConemaughOtherExisting | Other | 10.8 | 1531 | CT Oil | PJM | Pennsylvania Electric | Existing | 1970-02-01 | 2099-01-01 | New Florence | PA | Indiana
910 | ConesvilleCoalCancelled | Coal | 1030 | 1497 | Inactive | PJM | AEP Appalachian | Cancelled | 1973-06-01 | 2000-01-01 | Conesville | OH | Coshocton
911 | ConesvilleCoalExisting | Coal | 1695 | 1497 | ST Coal | PJM | AEP Appalachian | Existing | 1962-10-01 | 2012-12-31 | Conesville | OH | Coshocton
912 | ConistonHydroExisting | Hydro | 4 | 913579 | Hydro Run-of-River | IESO | IESO (Ontario) | Existing | 1905-01-01 | 2099-01-01 | Sudbury | ON | Not Applicable
913 | Conners CreekCTCancelled | CT | 5.5 | 1356 | Inactive | MISO East Region | Detroit Edison Co. | Cancelled | 1971-02-01 | 2099-01-01 | Detroit | MI | Wayne
914 | Conners CreekCTExisting | CT | 215 | 1356 | ST Gas | MISO East Region | Detroit Edison Co. | Existing | 1951-03-01 | 2099-01-01 | Detroit | MI | Wayne
915 | ConnersvilleOtherExisting | Other | 98 | 73795 | CT Oil | MISO Central Region | Duke (Cinergy) | Existing | 1972-05-01 | 2099-01-01 | Not Given | IN | Fayette
916 | ConocoCTExisting | CT | 74 | 73796 | CT Gas | SPP | Oklahoma Gas & Electric Co. | Existing | 1991-03-31 | 2099-01-01 | Ponca City | OK | Kay
917 | ConowingoHydroExisting | Hydro | 512 | 73798 | Hydro Run-of-River | PJM | PECO Energy Co. | Existing | 1964-05-01 | 2099-01-01 | Conowingo | MD | Cecil
918 | Conroe LandfillCTCancelled | CT | 2 | 73799 | Inactive | Entergy | Entergy South | Cancelled | 2003-03-01 | 2099-01-01 | Conroe | TX | Montgomery
919 | ConstantineHydroCancelled | Hydro | 1 | 73800 | Inactive | PJM | AEP I&M | Cancelled | 1923-01-01 | 2099-01-01 | Quincy | MI | St. Joseph
920 | Container Corporation of Ameri (SSCC)CoalExisting | Coal | 38.9 | #N/A | ST Coal | SERC | Southern Company | Existing | 1982-01-01 | 2099-01-01 | Brewton | AL | Escambia
921 | Continental MillsHydroCancelled | Hydro | 1.6 | 73802 | Inactive | ISO New England | Central Maine Power Co. | Cancelled | 1920-01-01 | 2099-01-01 | Lewiston | ME | Androscoggin
922 | Cook CountyCTExisting | CT | 304 | 2202 | CT Gas | PJM | Commonwealth Edison Co. | Existing | 2002-06-17 | 2099-01-01 | Chicago | IL | Cook
923 | CookeHydroExisting | Hydro | 8 | 73807 | Hydro Run-of-River | MISO East Region | Consumers Energy Co. | Existing | 1911-01-01 | 2099-01-01 | East Tawas | MI | Iosco
924 | Coon RapidsCTCancelled | CT | 2.5 | 73811 | Inactive | MRO US | MidAmerican Energy Co. | Cancelled | 1956-01-01 | 2099-01-01 | Coon Rapids | IA | Carroll
925 | Cooper StationNuclearCancelled | Nuclear | 798 | 73813 | Inactive | MRO US | Nebraska Public Power District | Cancelled | 1974-08-01 | 2000-01-01 | Brownville | NE | Nemaha
926 | Cooper StationNuclearExisting | Nuclear | 798 | 73813 | Nuclear | MRO US | Nebraska Public Power District | Existing | 1974-08-01 | 2030-01-01 | Brownville | NE | Nemaha
927 | CooperCoalExisting | Coal | 341 | 1305 | ST Coal | TVA | East Kentucky Power Coop, Inc. | Existing | 1965-02-01 | 2099-01-01 | Somerset | KY | Pulaski
928 | CopeCoalExisting | Coal | 422 | 1787 | ST Coal | SERC | South Carolina Electric & Gas Co. | Existing | 1996-01-15 | 2099-01-01 | Cope | SC | Orangeburg
929 | Copenhagen PlantHydroCancelled | Hydro | 3.48 | 73819 | Inactive | NYISO | NYISO - Mohawk Valley Zone (E) | Cancelled | 1984-06-01 | 2099-01-01 | Copenhagen | NY | Lewis
930 | CoralvilleCTExisting | CT | 79 | 73821 | CT Gas | MRO US | MidAmerican Energy Co. | Existing | 1970-06-01 | 2099-01-01 | Coralville | IA | Johnson
931 | Cordell HullHydroExisting | Hydro | 114 | 73823 | Hydro Storage | TVA | Tennessee Valley Authority | Existing | 1974-02-01 | 2099-01-01 | Carthage | TN | Smith
932 | Cordova EnergyCCExisting | CC | 537.1 | 2160 | Combined Cycle | MRO US | MidAmerican Energy Co. | Existing | 2001-06-14 | 2099-01-01 | Cordova | IL | Rock Island
933 | Core Electric Inc.CTCancelled | CT | 3.73 | #N/A | Inactive | PJM | Dominion | Cancelled | 1990-06-01 | 2099-01-01 | Chester | VA | Chesterfield
934 | Cornell DubCTCancelled | CT | 3 | 676379 | Inactive | SERC | Duke Energy Corp. | Cancelled | 1995-07-01 | 2099-01-01 | Not Given | SC | Not Applicable
935 | Cornell HydroHydroCancelled | Hydro | 1.87 | 73829 | Inactive | NYISO | NYISO - Central Zone (C) | Cancelled | 1981-12-01 | 2099-01-01 | Ithaca | NY | Tompkins
936 | CornellHydroExisting | Hydro | 30.87 | 73828 | Hydro Run-of-River | MISO West Region | Northern States Power Co. | Existing | 1976-08-01 | 2099-01-01 | Cornell | WI | Chippewa
937 | CorningCTCancelled | CT | 5.56 | 73831 | Inactive | MISO West Region | Alliant West | Cancelled | 1938-01-01 | 2099-01-01 | Corning | IA | Adams
938 | CornwallCTCancelled | CT | 5 | #N/A | Inactive | IESO | IESO (Ontario) | Cancelled | 1995-01-01 | 2099-01-01 | Not Given | ON | Not Applicable
939 | Cory Cogeneration StationCCExisting | CC | 228 | 613711 | Combined Cycle | MRO Canada - SaskPower | SaskPower | Existing | 2002-12-01 | 2099-01-01 | Saskatoon | SK | Not Applicable
940 | Cos CobOtherExisting | Other | 68.5 | 73837 | CT Oil | ISO New England | Northeast Utilities - Norwalk Stamford | Existing | 1969-01-01 | 2099-01-01 | Fairfield | CT | Fairfield
941 | Cosgrove Intake & Power StatioHydroCancelled | Hydro | 3.48 | 73838 | Inactive | ISO New England | Massachusetts Municipal Wholesale - NEMA | Cancelled | 1969-01-01 | 2099-01-01 | Clinton | MA | Worcester
942 | Coshocton IGCCIGCCPlanned | IGCC | 200 | 811471 | IGCC | PJM | AEP Ohio | Planned | 2011-01-01 | 2099-12-01 | Coshocton | OH | Coshocton
943 | Coteau CreekHydroExisting | Hydro | 186 | 608599 | Hydro Storage | MRO Canada - SaskPower | SaskPower | Existing | 1968-11-01 | 2099-01-01 | Outlook | SK | Not Applicable
944 | Cottage Grove Cogeneration FacilityCCExisting | CC | 273 | 2092 | Combined Cycle | MISO West Region | Northern States Power Co. | Existing | 1998-01-01 | 2099-01-01 | Cottage Grove | MN | Washington
945 | Cottonwood EnergyCCExisting | CC | 1236 | 76169 | Combined Cycle | Entergy | Entergy West | Existing | 2003-08-22 | 2099-01-01 |  | TX | Newton
946 | CoulongeHydroExisting | Hydro | 17 | #N/A | Hydro Run-of-River | Eastern Canada | Hydro-Quebec | Existing | 1994-01-01 | 2099-01-01 | Fort-Coulonge | PQ | Not Applicable
947 | Council Bluffs Energy CenterCoalCancelled | Coal | 789.38 | 2436 | Inactive | MRO US | MidAmerican Energy Co. | Cancelled | 2007-05-01 | 2000-01-01 | Council Bluffs | IA | Pottawattamie
948 | Council Bluffs Energy CenterCoalExisting | Coal | 789.38 | 2436 | ST Coal | MRO US | MidAmerican Energy Co. | Existing | 2007-05-01 | 2099-01-01 | Council Bluffs | IA | Pottawattamie
949 | Council BluffsCoalCancelled | Coal | 823.25 | 2436 | Inactive | MRO US | MidAmerican Energy Co. | Cancelled | 1978-12-01 | 2000-01-01 | Council Bluffs | IA | Pottawattamie
950 | Council BluffsCoalExisting | Coal | 954.25 | 2436 | ST Coal | MRO US | MidAmerican Energy Co. | Existing | 1954-03-01 | 2099-01-01 | Council Bluffs | IA | Pottawattamie
951 | Courtenay BayOtherCancelled | Other | 44.6 | 587785 | Retired | Eastern Canada | NB Power | Cancelled | 1961-01-01 | 2001-11-01 | Saint John | NB | Not Applicable
952 | Courtenay BayOtherExisting | Other | 198.5 | 587785 | ST Oil | Eastern Canada | NB Power | Existing | 1964-01-01 | 2050-01-01 | Saint John | NB | Not Applicable
953 | CovertCCCancelled | CC | 48 | 73854 | Inactive | MISO East Region | Consumers Energy Co. | Cancelled | 2004-01-01 | 2099-01-01 | Covert | MI | Van Buren
954 | CovertCCExisting | CC | 1080 | 73854 | Combined Cycle | MISO East Region | Consumers Energy Co. | Existing | 2004-01-01 | 2099-01-01 | Covert | MI | Van Buren
955 | Covington FacilityCoalExisting | Coal | 97.5 | 73855 | ST Coal | PJM | Dominion | Existing | 1980-09-01 | 2099-01-01 | Covington | VA | Covington
956 | Cow BranchWindPlanned | Wind | 50.4 | 850448 | Wind | TVA | Associated Electric Coop, Inc. | Planned | 2007-12-31 | 2099-12-01 | Not Given | MO | Atchison
957 | Cowans FordHydroExisting | Hydro | 325 | 73857 | Hydro Storage | SERC | Duke Energy Corp. | Existing | 1967-04-01 | 2099-01-01 | Lowesville | NC | Lincoln
958 | Cowie FallsHydroExisting | Hydro | 7.4 | 609314 | Hydro Run-of-River | Eastern Canada | Nova Scotia Power Corp. | Existing | 1938-01-01 | 2099-01-01 | Not Given | NS | Not Applicable
959 | Cox Lake CarbontonHydroCancelled | Hydro | 1 | #N/A | Inactive | SERC | Progress Energy Carolina Inc. | Cancelled | 1983-01-01 | 2099-01-01 | Not Given | NC | Lee
960 | Cox Waste-to-EnergyCTCancelled | CT | 4 | 73860 | Inactive | TVA | East Kentucky Power Coop, Inc. | Cancelled | 1995-01-01 | 2099-01-01 | Campbellsville | KY | Taylor
961 | CoyoteCoalCancelled | Coal | 424.8 | 1832 | Inactive | MISO West Region | Montana Dakota Utilities Co. | Cancelled | 1981-05-01 | 2000-01-01 | Beulah | ND | Mercer
962 | CoyoteCoalExisting | Coal | 424.8 | 1832 | ST Coal | MISO West Region | Montana Dakota Utilities Co. | Existing | 1981-05-01 | 2099-01-01 | Beulah | ND | Mercer
963 | CP Node ALTW.ADAMSADAMWindExisting | Wind | 6 | #N/A | Wind | MISO West Region | Alliant West | Existing | 2002-01-01 | 2099-01-01 | Adams | MN
964 | CP Node ALTW.ENDV1-4WindExisting | Wind | 100 | #N/A | Wind | MISO West Region | Alliant West | Existing | 1999-06-01 | 2099-01-01 | Harris | IA
965 | CP Node ALTW.MOWERCO1WindExisting | Wind | 98.9 | #N/A | Wind | MISO West Region | Alliant West | Existing | 2006-06-01 | 2099-01-01 |  | MN | Mower
966 | CP Node ALTW.ROQUETTE1CTExisting | CT | 50 | #N/A | CT Gas | MISO West Region | Alliant West | Existing | 2005-12-01 | 2099-01-01 | Keokuk | IA
967 | CP Node ALTW.WOLFWINDWindExisting | Wind | 6.3 | #N/A | Wind | MISO West Region | Alliant West | Existing | 2005-12-01 | 2099-01-01 |  | MN | Rushmore
968 | CP Node AMIL.AMAEAMANOtherExisting | Other | 20.98 | #N/A | CT Oil | MISO Central Region | AmerenCIPS | Existing | 2005-12-01 | 2099-01-01 | Amana | IA
969 | CP Node AMIL.DEWITTOtherExisting | Other | 3.2 | #N/A | CT Oil | MISO Central Region | AmerenCIPS | Existing | 2007-09-01 | 2099-01-01 | Clinton | IL
970 | CP Node AMIL.IOW_AFRYTOtherExisting | Other | 3.5 | #N/A | CT Oil | MISO Central Region | AmerenCIPS | Existing | 2005-12-01 | 2099-01-01 | Frytown | IA
971 | CP Node AMIL.NLT_ANEW_OtherExisting | Other | 7 | #N/A | CT Oil | MISO Central Region | AmerenCIPS | Existing | 2005-12-01 | 2099-01-01 | New London | IA | Henry
972 | CP Node AMMO.VENCTG5CTExisting | CT | 135 | #N/A | CT Gas | MISO Central Region | AmerenCIPS | Existing | 2005-09-01 | 2099-01-01 | Venice | IL
973 | CP Node CWLD.BLRGWindExisting | Wind | 6.25 | #N/A | Wind | MISO Central Region | AmerenUE | Existing | 2007-06-01 | 2099-01-01 | King City | MO
974 | CP Node FE.OTCTYOTTAOtherExisting | Other | 4 | #N/A | CT Oil | MISO East Region | FirstEnergy Ohio | Existing | 2005-02-19 | 2099-01-01 | Port Clinton | OH
975 | CP Node FE.SOLONOtherExisting | Other | 9 | #N/A | CT Oil | MISO East Region | FirstEnergy Ohio | Existing | 2002-01-01 | 2099-01-01 | Solon | OH
976 | CP Node GRE.CHRISFRWDWindExisting | Wind | 5.7 | #N/A | Wind | MISO West Region | Great River Energy | Existing | 2007-12-01 | 2099-01-01 | Brewster | MN
977 | CP Node GRE.HASTINGSOtherExisting | Other | 17.6 | #N/A | CT Oil | MISO West Region | Great River Energy | Existing | 2007-12-01 | 2099-01-01 | Farmington | MN
978 | CP Node GRE.MCNELUSWDWindExisting | Wind | 5.7 | #N/A | Wind | MISO West Region | Great River Energy | Existing | 2007-12-01 | 2099-01-01 | Dodge Center | MN
979 | CP Node GRE.MOWER2WindExisting | Wind | 100 | #N/A | Wind | MISO West Region | Great River Energy | Existing | 2007-12-01 | 2099-01-01 | Elkton | MN
980 | CP Node Kenyon1WindExisting | Wind | 19 | #N/A | Wind | MISO West Region | Northern States Power Co. | Existing | 2007-06-01 | 2099-01-01 | Kenyon | MN | Goodhue
981 | CP Node LANGDON1WindExisting | Wind | 159 | #N/A | Wind | MISO West Region | Otter Tail Power Co. | Existing | 2007-12-01 | 2099-01-01 | Langdon | ND
982 | CP Node MDU.DIAMNDWILWWindExisting | Wind | 19.5 | #N/A | Wind | MISO West Region | Montana Dakota Utilities Co. | Existing | 2007-12-01 | 2099-01-01 | Baker | MT
983 | CP Node NSP.TATANKA1WindExisting | Wind | 180 | #N/A | Wind | MISO West Region | Northern States Power Co. | Existing | 2007-09-01 | 2099-01-01 | Ashley | ND
984 | CP Node NSP.UOFMGEN1CoalExisting | Coal | 9 | #N/A | ST Coal | MISO West Region | Northern States Power Co. | Existing | 2005-02-19 | 2099-01-01
985 | CP Node NSP.WESTSID1WindExisting | Wind | 3.3 | #N/A | Wind | MISO West Region | Northern States Power Co. | Existing | 2006-06-01 | 2099-01-01 | Rochester | MN
986 | CP Node OTP.GRANTCO1WindExisting | Wind | 20 | #N/A | Wind | MISO West Region | Otter Tail Power Co. | Existing | 2007-09-01 | 2099-01-01 |  | MN | Grant County
987 | CP Node SMP.AUSTINDTG3OtherExisting | Other | 10 | #N/A | CT Oil | MISO West Region | Southern Minnesota Municipal Power Agency | Existing | 2006-09-01 | 2099-01-01 | Austin | MN | Mower
988 | CP Node WPS.JUNEAUC31OtherExisting | Other | 18 | #N/A | CT Oil | MISO West Region | We Energies | Existing | 2005-06-01 | 2099-01-01 | Necedah | WI
989 | CP Node Yanke 1WindExisting | Wind | 100 | #N/A | Wind | MISO West Region | Northern States Power Co. | Existing | 2007-06-01 | 2099-01-01 | Brookings | SD | Brookings
990 | CP Node Yanke 2WindExisting | Wind | 80 | #N/A | Wind | MISO West Region | Northern States Power Co. | Existing | 2007-06-01 | 2099-01-01 | Brookings | SD | Brookings
991 | CPLC Small HydrosHydroCancelled | Hydro | 3.12 | #N/A | Inactive | SERC | Progress Energy Carolina Inc. | Cancelled | 1985-01-01 | 2099-01-01 | Not Given | NC
992 | CPV Big River Power ProjectCCCancelled | CC | 855 | 587926 | Cancelled | SERC | Southern Company | Cancelled | 2006-01-01 | 2099-01-01 | Newington | GA | Screven
993 | CPV CanaCCCancelled | CC | 250 | 588306 | Cancelled | Florida | Florida Power & Light Co. | Cancelled | 2004-11-01 | 2099-01-01 | Not Given | FL | St. Lucie
994 | CPV Cunningham CreekCCCancelled | CC | 520 | 73444 | Indefinitely Postponed | PJM | Dominion | Cancelled | 2050-01-01 | 2099-01-01 | Cunningham | VA | Fluvanna
995 | CPV Gulf CoastCCCancelled | CC | 250 | 73445 | Cancelled | Florida | Florida Power & Light Co. | Cancelled | 2050-01-01 | 2099-01-01 | Not Given | FL | Manatee
996 | CPV HighlandsCCCancelled | CC | 800 | 587808 | Cancelled | MISO West Region | Alliant West | Cancelled | 2006-01-01 | 2099-01-01 | Not Given | IA | Washington
997 | CPV New Britain PowerCCCancelled | CC | 520 | 588260 | Cancelled | ISO New England | Northeast Utilities - Connecticut | Cancelled | 2050-01-01 | 2099-01-01 | New Britain | CT | Hartford
998 | CPV PierceCCCancelled | CC | 250 | 73446 | Cancelled | Florida | Florida Power & Light Co. | Cancelled | 2050-01-01 | 2099-01-01 | Not Given | FL | Polk
999 | CPV SmythCCCancelled | CC | 780 | 587636 | Cancelled | PJM | AEP Appalachian | Cancelled | 2050-01-01 | 2099-01-01 | Broadford | VA | Smyth
1000 | CPV TerrapinCCCancelled | CC | 800 | 588079 | Cancelled | SERC | Southern Company | Cancelled | 2005-02-01 | 2099-01-01 | Savannah | GA | Chatham
1001 | CPV WarrenCCPlanned | CC | 520 | 73447 | Combined Cycle | PJM | Allegheny Energy, Inc. | Planned | 2008-01-01 | 2099-01-01 | Front Royal | VA | Warren
1002 | CraneCoalExisting | Coal | 385 | 1327 | ST Coal | PJM | Baltimore Gas & Electric Co. | Existing | 1961-07-01 | 2099-01-01 | Baltimore | MD | Baltimore
1003 | CraneOtherExisting | Other | 17 | 1327 | CT Oil | PJM | Baltimore Gas & Electric Co. | Existing | 1967-08-01 | 2099-01-01 | Baltimore | MD | Baltimore
1004 | Craven County Wood Energy L/POtherExisting | Other | 50 | 73867 | ST Other | SERC | Progress Energy Carolina Inc. | Existing | 1990-10-16 | 2099-01-01 | New Bern | NC | Craven
1005 | Crawford (MIDGEN)CoalExisting | Coal | 542 | 2388 | ST Coal | PJM | Commonwealth Edison Co. | Existing | 1958-05-01 | 2099-01-01 | Chicago | IL | Cook
1006 | Crawford (MIDGEN)CTCancelled | CT | 191 | 2388 | Retired | PJM | Commonwealth Edison Co. | Cancelled | 1968-06-01 | 2005-01-01 | Chicago | IL | Cook
1007 | CrawfordsvilleCoalCancelled | Coal | 24.43 | 73869 | Inactive | MISO Central Region | Duke (Cinergy) | Cancelled | 1955-01-01 | 2099-01-01 | Crawfordsville | IN | Montgomery
1008 | Crescent City PowerCCPlanned | CC | 1200 | 651935 | Combined Cycle | Entergy | Amite South - New Orleans | Planned | 2008-12-31 | 2099-12-01 | New Orleans | LA | Orleans
1009 | Crescent DamHydroCancelled | Hydro | 1 | 616857 | Inactive | ISO New England | Massachusetts Municipal Wholesale - NEMA | Cancelled | 1993-01-01 | 2099-01-01 | Not Given | MA | Hampden
1010 | Crescent Ridge IIWindCancelled | Wind | 50 | 588117 | Inactive | MISO Central Region | AmerenIP | Cancelled | 2007-12-31 | 2099-12-01 | Tiskilwa | IL | Bureau
1011 | Crescent RidgeWindExisting | Wind | 8.4 | 588117 | Wind | MISO Central Region | AmerenIP | Existing | 2005-11-01 | 2099-01-01 | Tiskilwa | IL | Bureau
1012 | CrescentHydroExisting | Hydro | 11.6 | 73872 | Hydro Run-of-River | NYISO | NYISO - Capital Zone (F) | Existing | 1991-07-01 | 2099-01-01 | Not Given | NY | Albany
1013 | Crest Hill Energy CenterCCCancelled | CC | 550 | 587741 | Indefinitely Postponed | PJM | Commonwealth Edison Co. | Cancelled | 2050-01-01 | 2099-01-01 | Crest Hill | IL | Will
1014 | Crestwood CorporationCTCancelled | CT | 9.65 | 73875 | Inactive | SERC | Southern Company | Cancelled | 1986-04-01 | 2099-01-01 | Dothan | AL | Houston
1015 | Crete Energy ParkCTExisting | CT | 340 | 73876 | CT Gas | PJM | Commonwealth Edison Co. | Existing | 2002-05-06 | 2099-01-01 | Crete | IL | Will
1016 | Crete Mun PowerCTExisting | CT | 15.67 | 73877 | CT Gas | MRO US | Nebraska Public Power District | Existing | 1951-01-01 | 2099-01-01 | Crete | NE | Saline
1017 | CREZWindPlanned | Wind | 1500 | 921841 | Wind | SPP | Southwestern Public Service Co. | Planned | 2010-05-01 | 2099-12-01 | Not Given | TX | Not Applicable
1018 | CrisfieldOtherExisting | Other | 10 | 73878 | CT Oil | PJM | Delmarva Power & Light Co. | Existing | 1968-05-01 | 2099-01-01 | Not Given | MD | Somerset
1019 | CrispCoalExisting | Coal | 12.5 | 76629 | ST Coal | SERC | Southern Company | Existing | 1958-12-01 | 2099-01-01 | Warwick | GA | Worth
1020 | CrispCTExisting | CT | 5 | 76629 | CT Gas | SERC | Southern Company | Existing | 1958-12-01 | 2099-01-01 | Warwick | GA | Worth
1021 | CristCoalExisting | Coal | 954 | 2351 | ST Coal | SERC | Southern Company | Existing | 1959-07-01 | 2050-01-01 | Pensacola | FL | Escambia
1022 | CristCTCancelled | CT | 25.6 | 2351 | Retired | SERC | Southern Company | Cancelled | 1945-01-01 | 2011-12-01 | Pensacola | FL | Escambia
1023 | CristCTExisting | CT | 62.1 | 2351 | ST Gas | SERC | Southern Company | Existing | 1949-06-01 | 2011-12-31 | Pensacola | FL | Escambia
1024 | Criterion Wind ProjectWindFuture | Wind | 101 | 606287 | Wind | PJM | Allegheny Energy, Inc. | Future | 2007-12-31 | 2099-12-01 | Not Given | MD | Garrett
1025 | CrombyCoalExisting | Coal | 147 | 1548 | ST Coal | PJM | PECO Energy Co. | Existing | 1954-07-01 | 2099-01-01 | Phoenixville | PA | Chester
1026 | CrombyCTExisting | CT | 211 | 1548 | ST Gas | PJM | PECO Energy Co. | Existing | 1955-09-01 | 2099-01-01 | Phoenixville | PA | Chester
1027 | CrombyOtherExisting | Other | 2.7 | 1548 | CT Oil | PJM | PECO Energy Co. | Existing | 1967-05-01 | 2099-01-01 | Phoenixville | PA | Chester
1028 | CrossCoalExisting | Coal | 1174 | 2269 | ST Coal | SERC | Santee Cooper | Existing | 1995-05-01 | 2099-01-01 | Cross | SC | Berkeley
1029 | CrossCoalUnder Construction | Coal | 1000 | 2269 | ST Coal | SERC | Santee Cooper | Under Construction | 2007-01-01 | 2099-01-01 | Cross | SC | Berkeley
1030 | Crossett PaperCoalExisting | Coal | 55 | 73882 | ST Coal | Entergy | Entergy North | Existing | 1969-01-01 | 2099-01-01 | Crossett | AR | Ashley
1031 | Crossett PaperOtherExisting | Other | 20 | 73882 | ST Oil | Entergy | Entergy North | Existing | 1962-03-01 | 2099-01-01 | Crossett | AR | Ashley
1032 | Crossroads Energy CenterCTExisting | CT | 320 | 874458 | CT Gas | Entergy | Eastern Entergy | Existing | 2002-06-30 | 2099-01-01 | Clarksdale | MS | Coahoma
1033 | CrossroadsCTCancelled | CT | 3.51 | 75215 | Inactive | NYISO | NYISO - Hudson Valley Zone (G) | Cancelled | 1988-01-01 | 2099-01-01 | Mahwah | NJ | Bergen
1034 | Croswell PlantCTCancelled | CT | 5.23 | 73885 | Inactive | MISO East Region | Detroit Edison Co. | Cancelled | 1988-11-01 | 2099-01-01 | Croswell | MI | Sanilac
1035 | CrotonHydroExisting | Hydro | 8.4 | 73887 | Hydro Run-of-River | MISO East Region | Consumers Energy Co. | Existing | 1907-01-01 | 2099-01-01 | Not Given | MI | Newaygo
1036 | Crow BayHydroCancelled | Hydro | 6 | #N/A | Inactive | IESO | IESO (Ontario) | Cancelled | 1994-01-01 | 2099-01-01 | Not Given | ON | Not Applicable
1037 | Croydon (EXEGEN)OtherExisting | Other | 497 | 1816 | CT Oil | PJM | PECO Energy Co. | Existing | 1974-06-01 | 2099-01-01 | Not Given | PA | Bucks
1038 | Crystal Falls (CFLLS)HydroCancelled | Hydro | 1 | 73890 | Retired | MISO West Region | We Energies | Cancelled | 1954-01-01 | 2005-01-01 | Crystal Falls | MI | Iron
1039 | Crystal Falls (OPGI)HydroExisting | Hydro | 8.32 | 609116 | Hydro Run-of-River | IESO | IESO (Ontario) | Existing | 1921-01-01 | 2099-01-01 | Sturgeon Falls | ON | Not Applicable
1040 | Crystal LakeWindPlanned | Wind | 51 | 850377 | Wind | PJM | PPL Electric Utilities Corp. | Planned | 2008-06-30 | 2099-12-01 | Not Given | PA | Luzerne
1041 | Crystal RiverCoalExisting | Coal | 2359.313 | 2346 | ST Coal | Florida | Progress Energy Florida Inc. | Existing | 1966-10-01 | 2099-01-01 | Crystal River | FL | Citrus
1042 | Crystal RiverNuclearExisting | Nuclear | 852 | 2346 | Nuclear | Florida | Progress Energy Florida Inc. | Existing | 1977-03-01 | 2036-12-01 | Crystal River | FL | Citrus
1043 | CSL Gas RecoveryCTCancelled | CT | 17 | 73448 | Inactive | Florida | Florida Power & Light Co. | Cancelled | 1989-05-01 | 2099-01-01 | Pompano Beach | FL | Broward
1044 | CudjoeOtherExisting | Other | 4.5 | 73893 | CT Oil | Florida | Florida Municipal Power Agency | Existing | 1966-08-01 | 2099-01-01 | Key West | FL | Monroe
1045 | CulleyCoalCancelled | Coal | 46 | 2425 | Inactive | MISO Central Region | Vectren (SIGE) | Cancelled | 1955-06-01 | 2006-12-31 | Newburgh | IN | Warrick
1046 | CulleyCoalExisting | Coal | 360 | 2425 | ST Coal | MISO Central Region | Vectren (SIGE) | Existing | 1966-12-01 | 2099-01-01 | Newburgh | IN | Warrick
1047 | Culpeper (West Sprint St)CTCancelled | CT | 2 | 77171 | Inactive | PJM | Dominion | Cancelled | 1989-06-01 | 2099-01-01 | Culpeper | VA | Culpeper
1048 | Cumberland (ATELCO)CTExisting | CT | 96 | 1697 | CT Gas | PJM | Atlantic City Electric Co. | Existing | 1990-05-01 | 2099-01-01 | Millville | NJ | Cumberland
1049 | Cumberland (CUMB)CTCancelled | CT | 11.89 | 73895 | Inactive | MRO US | Dairyland Power Coop. | Cancelled | 1966-01-01 | 2099-01-01 | Cumberland | WI | Barron
1050 | Cumberland (TVA)CoalExisting | Coal | 2528 | 1575 | ST Coal | TVA | Tennessee Valley Authority | Existing | 1973-03-01 | 2099-01-01 | Cumberland City | TN | Stewart
1051 | CunninghamCTExisting | CT | 511 | 1444 | ST Gas | SPP | Southwestern Public Service Co. | Existing | 1957-07-01 | 2099-01-01 | Hobbs | NM | Lea
1052 | Curtis (CURT)CTCancelled | CT | 2.97 | 73897 | Inactive | MRO US | Nebraska Public Power District | Cancelled | 1975-01-01 | 2099-01-01 | Curtis | NE | Frontier
1053 | Curtis Palmer HydroelectricHydroExisting | Hydro | 59.02 | 73898 | Hydro Run-of-River | NYISO | NYISO - Capital Zone (F) | Existing | 1986-11-01 | 2099-01-01 | Corinth | NY | Saratoga
1054 | CushawHydroCancelled | Hydro | 7.5 | 73899 | Inactive | PJM | Dominion | Cancelled | 1930-01-01 | 2099-01-01 | Not Given | VA | Amherst
1055 | CushingCTCancelled | CT | 19.8 | 73900 | Inactive | SPP | Grand River Dam Authority | Cancelled | 1972-12-01 | 2099-01-01 | Cushing | OK | Payne
1056 | Custer Energy CenterCTExisting | CT | 24 | 73903 | CT Gas | MISO West Region | Wisconsin Public Service Corp. | Existing | 1999-06-01 | 2099-01-01 | Manitowoc | WI | Manitowoc
1057 | Cutler (FLPL)CTExisting | CT | 217 | 2339 | ST Gas | Florida | Florida Power & Light Co. | Existing | 1954-11-01 | 2099-01-01 | Miami | FL | Dade
1058 | Cuyahoga Regional Sanitary LandfillCTCancelled | CT | 3.5 | 73907 | Inactive | MISO East Region | FirstEnergy Ohio | Cancelled | 1999-01-01 | 2099-01-01 | Not Given | OH | Not Applicable
1059 | CVPSC Small HydrosHydroCancelled | Hydro | 8.51 | #N/A | Inactive | ISO New England | Central Vermont Public Service Corp. | Cancelled | 1907-02-01 | 2099-01-01 | Cavendish | VT
1060 | Cyprus Rod Chicago IncCTCancelled | CT | 2.31 | #N/A | Inactive | PJM | Commonwealth Edison Co. | Cancelled | 1994-03-01 | 2099-01-01 | Chicago | IL | Cook
1061 | D.G. HunterCTExisting | CT | 157 | 1773 | ST Gas | SPP | Cleco Utility Group, Inc. | Existing | 1965-01-01 | 2099-01-01 | Alexandria | LA | Rapides
1062 | DafterOtherExisting | Other | 4 | 73922 | CT Oil | MISO West Region | We Energies | Existing | 1955-11-01 | 2099-01-01 | Dafter | MI | Chippewa
1063 | DahlbergCTExisting | CT | 941.9 | 73923 | CT Gas | SERC | Southern Company | Existing | 2000-06-01 | 2099-01-01 | Center | GA | Jackson
1064 | Dahowa HydroHydroExisting | Hydro | 10.5 | 73924 | Hydro Run-of-River | NYISO | NYISO - Capital Zone (F) | Existing | 1987-12-01 | 2099-01-01 | Greenwich | NY | Washington
1065 | Dale (EKPC)CoalExisting | Coal | 198 | 1306 | ST Coal | TVA | East Kentucky Power Coop, Inc. | Existing | 1954-12-01 | 2099-01-01 | Ford | KY | Clark
1066 | Dale (VIEP)CTCancelled | CT | 3 | #N/A | Inactive | PJM | Dominion | Cancelled | 1991-03-01 | 2099-01-01 | Not Given | VA | Chesterfield
1067 | Dale HollowHydroExisting | Hydro | 62.1 | 73926 | Hydro Storage | TVA | Tennessee Valley Authority | Existing | 1948-12-01 | 2099-01-01 | Celina | TN | Clay
1068 | DalhousieOtherExisting | Other | 300.3 | 609154 | ST Oil | Eastern Canada | NB Power | Existing | 1988-01-01 | 2099-01-01 | Not Given | NB | Not Applicable
1069 | DallmanCoalExisting | Coal | 372 | 2407 | ST Coal | MISO Central Region | City Water, Light & Power (Springfield IL) | Existing | 1968-06-01 | 2099-01-01 | Springfield | IL | Sangamon
1070 | DallmanCoalPlanned | Coal | 200 | 2407 | ST Coal | MISO Central Region | City Water, Light & Power (Springfield IL) | Planned | 2010-01-01 | 2099-01-01 | Springfield | IL | Sangamon
1071 | Dam 2HydroExisting | Hydro | 108 | 73927 | Hydro Storage | Entergy | Entergy North | Existing | 1999-10-01 | 2099-01-01 | Not Given | AR | Arkansas
1072 | Dam 4HydroCancelled | Hydro | 1.9 | 73928 | Inactive | PJM | Allegheny Energy, Inc. | Cancelled | 1991-09-01 | 2099-01-01 | Not Given | WV | Jefferson
1073 | Dam 5HydroCancelled | Hydro | 1 | 73929 | Inactive | PJM | Allegheny Energy, Inc. | Cancelled | 1919-01-01 | 2099-01-01 | Not Given | WV | Berkeley
1074 | Dan River Inc. Power PCoalCancelled | Coal | 9 | 73930 | Inactive | PJM | AEP Appalachian | Cancelled | 1947-01-01 | 2099-01-01 | Danville | VA | Danville
1075 | Dan RiverCoalExisting | Coal | 276 | 1483 | ST Coal | SERC | Duke Energy Corp. | Existing | 1949-12-01 | 2099-01-01 | Eden | NC | Rockingham
1076 | Dan RiverOtherExisting | Other | 85 | 1483 | CT Oil | SERC | Duke Energy Corp. | Existing | 1968-05-01 | 2050-01-01 | Eden | NC | Rockingham
1077 | Danbury DamOtherExisting | Other | 8.34 | 73931 | CT Oil | MRO US | Dairyland Power Coop. | Existing | 1981-11-01 | 2099-01-01 | Danbury | WI | Burnett
1078 | Dans MountainWindPlanned | Wind | 60 | 657100 | Wind | PJM | Allegheny Energy, Inc. | Planned | 2008-12-31 | 2099-12-01 | Not Given | MD | Allegany
1079 | DanskammerCoalExisting | Coal | 367.66 | 1445 | ST Coal | NYISO | NYISO - Hudson Valley Zone (G) | Existing | 1959-10-01 | 2099-01-01 | Roseton | NY | Orange
1080 | DanskammerCTCancelled | CT | 4.94 | 1445 | Inactive | NYISO | NYISO - Hudson Valley Zone (G) | Cancelled | 1967-01-01 | 2099-01-01 | Roseton | NY | Orange
1081 | DanskammerOtherExisting | Other | 133.24 | 1445 | ST Oil | NYISO | NYISO - Hudson Valley Zone (G) | Existing | 1951-12-01 | 2099-01-01 | Roseton | NY | Orange
1082 | Darby Generating StationCTExisting | CT | 480 | 2189 | CT Gas | PJM | Dayton Power & Light Co. | Existing | 2001-05-11 | 2099-01-01 | Darby | OH | Pickaway
1083 | DarbytownCTExisting | CT | 368 | 73936 | CT Gas | PJM | Dominion | Existing | 1990-05-01 | 2099-01-01 | Surry | VA | Henrico
1084 | DardanelleHydroExisting | Hydro | 151.8 | 73937 | Hydro Storage | SPP | Southwestern Power Administration | Existing | 1965-09-01 | 2099-01-01 | Dardanelle | AR | Pope
1085 | Darl Complex - CTUOtherExisting | Other | 50 | #N/A | CT Oil | IESO | IESO (Ontario) | Existing | 1988-01-01 | 2099-01-01 | Not Given | ON | Not Applicable
1086 | Darlington CountyCTExisting | CT | 522 | 1560 | CT Gas | SERC | Progress Energy Carolina Inc. | Existing | 1974-08-01 | 2099-01-01 | Hartsville | SC | Darlington
1087 | Darlington CountyOtherExisting | Other | 448 | 1560 | CT Oil | SERC | Progress Energy Carolina Inc. | Existing | 1974-08-01 | 2099-01-01 | Hartsville | SC | Darlington
1088 | DarlingtonNuclearExisting | Nuclear | 3524 | 609068 | Nuclear | IESO | IESO (Ontario) | Existing | 1992-11-14 | 2099-01-01 | Not Given | ON | Not Applicable
1089 | DarlingtonNuclearPlanned | Nuclear | 4800 | #N/A | Nuclear | IESO | IESO (Ontario) | Planned | 2016-01-01 | 2099-01-01 | Not Given | ON | Not Applicable
1090 | DarlingtonOtherExisting | Other | 50 | 609068 | CT Oil | IESO | IESO (Ontario) | Existing | 1988-01-01 | 2099-01-01 | Not Given | ON | Not Applicable
1091 | Dartmouth Power Assoc.CCExisting | CC | 77 | 73939 | Combined Cycle | ISO New England | NSTAR Commonwealth | Existing | 1992-03-01 | 2099-01-01 | North Dartmouth | MA | Bristol
1092 | DashvilleHydroExisting | Hydro | 5 | 73940 | Hydro Storage | NYISO | NYISO - Hudson Valley Zone (G) | Existing | 1920-01-01 | 2099-01-01 | Rifton | NY | Ulster
1093 | Davenport Water Pollution Control PlantOtherExisting | Other | 1.6 | 73941 | CT Oil | MRO US | MidAmerican Energy Co. | Existing | 1995-05-01 | 2099-01-01 | Davenport | IA | Scott
1094 | David City PlantCTExisting | CT | 4.8 | 73942 | CT Gas | MRO US | Nebraska Public Power District | Existing | 1949-01-01 | 2099-01-01 | David City | NE | Butler
1095 | David City PlantOtherExisting | Other | 4 | 73942 | CT Oil | MRO US | Nebraska Public Power District | Existing | 1996-12-01 | 2099-01-01 | David City | NE | Butler
1096 | Davidson Water IncCTCancelled | CT | 6.24 | #N/A | Inactive | SERC | Duke Energy Corp. | Cancelled | 1993-11-01 | 2099-01-01 | Welcome | NC | Davidson
1097 | Davis-BesseNuclearExisting | Nuclear | 883 | 73944 | Nuclear | MISO East Region | FirstEnergy Ohio | Existing | 1977-11-01 | 2037-04-01 | Oak Harbor | OH | Ottawa
1098 | Dayton (DETED)OtherExisting | Other | 10 | 73946 | CT Oil | MISO East Region | Detroit Edison Co. | Existing | 1966-04-01 | 2099-01-01 | Not Given | MI | Wayne
1099 | Dayton (DLPD)CTCancelled | CT | 2.51 | 73945 | Inactive | MISO West Region | Alliant West | Cancelled | 1939-07-01 | 2099-01-01 | Dayton | IA | Webster
1100 | Dayton HydroHydroCancelled | Hydro | 3.6 | 73913 | Inactive | MISO Central Region | AmerenIP | Cancelled | 1925-01-01 | 2099-01-01 | Ottawa | IL | La Salle
1101 | DC Battle CogenerationCoalExisting | Coal | 118 | 1898 | ST Coal | PJM | Dominion | Existing | 1990-10-01 | 2099-01-01 | Rocky Mount | NC | Nash
1102 | De Pere Energy CenterCTExisting | CT | 175 | 2096 | CT Gas | MISO West Region | Wisconsin Public Service Corp. | Existing | 1999-06-15 | 2099-01-01 | De Pere | WI | Brown
1103 | Deaconess Hospital/ClevelandCTCancelled | CT | 1.3 | #N/A | Inactive | MISO East Region | FirstEnergy Ohio | Cancelled | 1986-11-01 | 2099-01-01 | Cleveland | OH | Cuyahoga
1104 | Dearborn Dist Gen FacilityCTCancelled | CT | 37.7 | #N/A | Retired | MISO East Region | Detroit Edison Co. | Cancelled | 2001-03-01 | 2001-09-01 | Dearborn | MI | Wayne
1105 | Dearborn Industrial Generation LLCCCExisting | CC | 700 | 2120 | Combined Cycle | MISO East Region | Detroit Edison Co. | Existing | 2001-08-08 | 2099-01-01 | Dearborn | MI | Wayne
1106 | DearbornHydroExisting | Hydro | 42 | 73954 | Hydro Storage | SERC | Duke Energy Corp. | Existing | 1923-03-01 | 2099-01-01 | Great Falls | SC | Chester
1107 | DebaryOtherExisting | Other | 786 | 73955 | CT Oil | Florida | Progress Energy Florida Inc. | Existing | 1992-10-01 | 2099-01-01 | Not Given | FL | Volusia
1108 | Decatur Energy CenterCCExisting | CC | 794 | 2200 | Combined Cycle | TVA | Tennessee Valley Authority | Existing | 2002-06-01 | 2099-01-01 | Decatur | AL | Morgan
1109 | Decew FallsHydroExisting | Hydro | 166.22 | 630037 | Hydro Storage | IESO | IESO (Ontario) | Existing | 1943-10-01 | 2099-01-01 | St Catherines | ON | Not Applicable
1110 | Deep BrookHydroExisting | Hydro | 9.1 | 609311 | Hydro Run-of-River | Eastern Canada | Nova Scotia Power Corp. | Existing | 1950-01-01 | 2099-01-01 | Not Given | NS | Not Applicable
1111 | Deep Creek (RELIANT)HydroExisting | Hydro | 19 | 73957 | Hydro Run-of-River | PJM | Pennsylvania Electric | Existing | 1925-07-01 | 2099-01-01 | Oakland | MD | Garrett
1112 | Deepwater (ACEC)CoalExisting | Coal | 81 | 1424 | ST Coal | PJM | Atlantic City Electric Co. | Existing | 1954-12-01 | 2099-01-01 | Pennsville | NJ | Salem
1113 | Deepwater (ACEC)CTCancelled | CT | 24 | 1424 | Retired | PJM | Atlantic City Electric Co. | Cancelled | 1967-04-01 | 2005-05-01 | Pennsville | NJ | Salem
1114 | Deepwater (ACEC)CTExisting | CT | 87 | 1424 | ST Gas | PJM | Atlantic City Electric Co. | Existing | 1958-12-01 | 2099-01-01 | Pennsville | NJ | Salem
1115 | Deepwater (ACEC)OtherExisting | Other | 54 | 1424 | ST Oil | PJM | Atlantic City Electric Co. | Existing | 1930-05-01 | 2099-01-01 | Pennsville | NJ | Salem
1116 | Deer Island Treatment PlantCTCancelled | CT | 6.2 | 1934 | Inactive | ISO New England | Massachusetts Municipal Wholesale - NEMA | Cancelled | 1989-01-01 | 2099-01-01 | Winthrop | MA | Suffolk
1117 | Deer Island Treatment PlantCTExisting | CT | 17.5 | 1934 | ST Gas | ISO New England | Massachusetts Municipal Wholesale - NEMA | Existing | 1999-01-01 | 2099-01-01 | Winthrop | MA | Suffolk
1118 | Deer Island Treatment PlantHydroCancelled | Hydro | 2 | 1934 | Inactive | ISO New England | Massachusetts Municipal Wholesale - NEMA | Cancelled | 2001-07-01 | 2099-01-01 | Winthrop | MA | Suffolk
1119 | Deer Island Treatment PlantOtherExisting | Other | 52 | 1934 | CT Oil | ISO New England | Massachusetts Municipal Wholesale - NEMA | Existing | 1995-01-01 | 2099-01-01 | Winthrop | MA | Suffolk
1120 | Deer RipsHydroExisting | Hydro | 6.36 | 73962 | Hydro Run-of-River | ISO New England | Central Maine Power Co. | Existing | 1919-01-01 | 2099-01-01 | Auburn | ME | Androscoggin
1121 | Deercroft Gas RecoveryCTExisting | CT | 6 | 73963 | CT Gas | MISO East Region | Northern Indiana Public Service Co. | Existing | 1995-08-01 | 2099-01-01 | Michigan City | IN | La Porte
1122 | Deerfield 2HydroExisting | Hydro | 9.67 | 73964 | Hydro Run-of-River | ISO New England | Massachusetts Municipal Wholesale - WCMA | Existing | 1913-01-01 | 2099-01-01 | Shelburne Falls | MA | Franklin
1123 | Deerfield 3HydroExisting | Hydro | 6.51 | 73965 | Hydro Run-of-River | ISO New England | Massachusetts Municipal Wholesale - WCMA | Existing | 1912-01-01 | 2099-01-01 | Shelburne Falls | MA | Franklin
1124 | Deerfield 4HydroExisting | Hydro | 6.21 | 73966 | Hydro Run-of-River | ISO New England | Massachusetts Municipal Wholesale - WCMA | Existing | 1912-01-01 | 2099-01-01 | Shelburne Falls | MA | Franklin
1125 | Deerfield 5HydroExisting | Hydro | 13.99 | 73967 | Hydro Run-of-River | ISO New England | Massachusetts Municipal Wholesale - WCMA | Existing | 1974-10-01 | 2099-01-01 | Not Given | MA | Berkshire
1126 | Deerfield Wind ProjectWindPlanned | Wind | 30 | 851552 | Wind | ISO New England | Green Mountain Power Corp. | Planned | 2007-09-01 | 2099-12-01 | Searsburg | VT | Bennington
1127 | DeerhavenCoalExisting | Coal | 218 | 2358 | ST Coal | Florida | Gainesville Regional Utilities | Existing | 1981-10-01 | 2099-01-01 | Gainesville | FL | Alachua
1128 | DeerhavenCTExisting | CT | 211 | 2358 | ST Gas | Florida | Gainesville Regional Utilities | Existing | 1972-08-01 | 2099-01-01 | Gainesville | FL | Alachua
1129 | DeferietHydroExisting | Hydro | 10.2 | 73969 | Hydro Run-of-River | NYISO | NYISO - Mohawk Valley Zone (E) | Existing | 1925-01-01 | 2099-01-01 | Deferiet | NY | Jefferson
1130 | DeGray DamHydroExisting | Hydro | 68 | 73971 | Hydro Storage | Entergy | Entergy North | Existing | 1972-02-01 | 2099-01-01 | Arkadelphia | AR | Clark
1131 | DelanoCTCancelled | CT | 6.23 | 73973 | Inactive | MISO West Region | Northern States Power Co. | Cancelled | 1946-10-01 | 2099-01-01 | Delano | MN | Wright
1132 | DelanoCTExisting | CT | 24 | 73973 | CT Gas | MISO West Region | Northern States Power Co. | Existing | 1972-11-01 | 2099-01-01 | Delano | MN | Wright
1133 | Delaware CityCCCancelled | CC | 121.98 | 2036 | Cancelled | PJM | Delmarva Power & Light Co. | Cancelled | 2000-04-30 | 2099-01-01 | Delaware City | DE | New Castle
1134 | Delaware CityCCExisting | CC | 253 | 2036 | Combined Cycle | PJM | Delmarva Power & Light Co. | Existing | 2000-04-30 | 2099-01-01 | Delaware City | DE | New Castle
1135 | Delaware CityCoalExisting | Coal | 64.97 | 2036 | ST Coal | PJM | Delmarva Power & Light Co. | Existing | 1956-06-01 | 2099-01-01 | Delaware City | DE | New Castle
1136 | Delaware CityOtherExisting | Other | 76 | 73975 | CT Oil | PJM | Delmarva Power & Light Co. | Existing | 1968-04-01 | 2099-01-01 | Delaware City | DE | New Castle
1137 | Delaware County Resource RecoveryCTExisting | CT | 83.7 | 73977 | ST Gas | PJM | PECO Energy Co. | Existing | 1992-09-01 | 2099-01-01 | Chester | PA | Delaware
1138 | DelawareOtherCancelled | Other | 256 | 1549 | Retired | PJM | PECO Energy Co. | Cancelled | 1953-08-01 | 2004-03-01 | Philadelphia | PA | Philadelphia
1139 | DelawareOtherExisting | Other | 76.7 | 1549 | CT Oil | PJM | PECO Energy Co. | Existing | 1970-07-01 | 2099-01-01 | Philadelphia | PA | Philadelphia
1140 | DellCCUnder Construction | CC | 600 | 587996 | Combined Cycle | Entergy | Entergy North | Under Construction | 2007-04-01 | 2099-12-01 | Dell | AR | Mississippi
1141 | DellsHydroExisting | Hydro | 8 | 73978 | Hydro Run-of-River | MISO West Region | Northern States Power Co. | Existing | 1923-01-01 | 2099-01-01 | Eau Claire | WI | Eau Claire
1142 | DelrayCTExisting | CT | 159 | #N/A | CT Gas | MISO East Region | Detroit Edison Co. | Existing | 1999-06-01 | 2099-01-01 | Detroit | MI | Wayne
1143 | Delta (EMISS)CTExisting | CT | 207 | 1385 | ST Gas | Entergy | Eastern Entergy | Existing | 1953-11-01 | 2050-01-01 | Cleveland | MS | Bolivar
1144 | Denison DamHydroExisting | Hydro | 80 | 73985 | Hydro Storage | SPP | Southwestern Power Administration | Existing | 1949-09-01 | 2099-01-01 | Denison | TX | Grayson
1145 | Denley HydroHydroCancelled | Hydro | 1.6 | 917185 | Inactive | NYISO | NYISO - Mohawk Valley Zone (E) | Cancelled | 1984-01-01 | 2099-01-01 | Leyden | NY | Lewis
1146 | Derby (MCCENT)HydroCancelled | Hydro | 8.72 | 73988 | Inactive | ISO New England | Northeast Utilities - Norwalk Stamford | Cancelled | 1989-01-01 | 2099-01-01 | Shelton | CT | Fairfield
1147 | Des JoachimsHydroExisting | Hydro | 428.8 | 609074 | Hydro Run-of-River | IESO | IESO (Ontario) | Existing | 1950-07-06 | 2099-01-01 | Deep River | ON | Not Applicable
1148 | Des Moines Metro WWTPCTCancelled | CT | 1.8 | 73992 | Inactive | MRO US | MidAmerican Energy Co. | Cancelled | 1991-01-01 | 2099-01-01 | Des Moines | IA | Polk
1149 | DeshlerCTCancelled | CT | 1.9 | 73994 | Inactive | MRO US | Nebraska Public Power District | Cancelled | 1999-03-01 | 2099-01-01 | Deshler | NE | Thayer
1150 | Desoto Generating Co. (PRENCO)CTExisting | CT | 340 | 73951 | CT Gas | Florida | Florida Power & Light Co. | Existing | 2002-06-01 | 2099-01-01 | Arcadia | FL | De Soto
1151 | DETED Small HydrosHydroCancelled | Hydro | 1.4 | #N/A | Inactive | MISO East Region | Detroit Edison Co. | Cancelled | 1986-01-01 | 2099-01-01 | Ann Arbor | MI
1152 | DetourOtherExisting | Other | 10.6 | 73995 | CT Oil | MISO West Region | We Energies | Existing | 1973-10-01 | 2099-01-01 | De Tour Village | MI | Chippewa
1153 | Detroit LakesCTCancelled | CT | 8.5 | 73997 | Inactive | MISO West Region | Otter Tail Power Co. | Cancelled | 1968-01-01 | 2099-01-01 | Detroit Lakes | MN | Becker
1154 | Devon (NRG)CTCancelled | CT | 237.2 | 2324 | Retired | ISO New England | Northeast Utilities - SW Connecticut | Cancelled | 1966-01-01 | 2002-10-01 | Milford | CT | New Haven
1155 | Devon (NRG)CTExisting | CT | 162.89 | 2324 | CT Gas | ISO New England | Northeast Utilities - SW Connecticut | Existing | 1996-10-01 | 2099-01-01 | Milford | CT | New Haven
1156 | DeweyCoalExisting | Coal | 220 | 1678 | ST Coal | MISO West Region | Alliant East | Existing | 1959-12-01 | 2099-01-01 | Cassville | WI | Grant
1157 | Deweys MillHydroCancelled | Hydro | 3 | 73999 | Inactive | ISO New England | Central Vermont Public Service Corp. | Cancelled | 1989-06-01 | 2099-01-01 | White River Junction | VT | Windsor
1158 | Dexter Cogeneration FacilityCCExisting | CC | 56 | 72783 | Combined Cycle | ISO New England | Northeast Utilities - Connecticut | Existing | 1990-05-01 | 2099-01-01 | Windsor Locks | CT | Hartford
1159 | Dexter PlantHydroCancelled | Hydro | 4.3 | 74000 | Inactive | NYISO | NYISO - Mohawk Valley Zone (E) | Cancelled | 1988-05-01 | 2099-01-01 | Not Given | NY | Jefferson
1160 | Diamond Island PlantHydroCancelled | Hydro | 1.2 | 74004 | Inactive | NYISO | NYISO - Mohawk Valley Zone (E) | Cancelled | 1914-01-01 | 2099-01-01 | Not Given | NY | Jefferson
1161 | Diana HydroelectricHydroExisting | Hydro | 1.88 | 74007 | Hydro Run-of-River | NYISO | NYISO - Mohawk Valley Zone (E) | Existing | 1985-07-01 | 2099-01-01 | Harrisville | NY | Lewis
1162 | DickersonCCCancelled | CC | 1074 | 1337 | Indefinitely Postponed | PJM | Potomac Electric Power Co. | Cancelled | 2007-01-01 | 2099-01-01 | Dickerson | MD | Montgomery
1163 | DickersonCoalExisting | Coal | 534.534 | 1337 | ST Coal | PJM | Potomac Electric Power Co. | Existing | 1959-06-01 | 2099-01-01 | Dickerson | MD | Montgomery
1164 | DickersonCTExisting | CT | 334 | 1337 | CT Gas | PJM | Potomac Electric Power Co. | Existing | 1992-06-01 | 2099-06-01 | Dickerson | MD | Montgomery
1165 | DickersonOtherExisting | Other | 13 | 1337 | CT Oil | PJM | Potomac Electric Power Co. | Existing | 1967-03-01 | 2099-01-01 | Dickerson | MD | Montgomery
1166 | Dickie BrookHydroExisting | Hydro | 2.6 | 609351 | Hydro Run-of-River | Eastern Canada | Nova Scotia Power Corp. | Existing | 1948-01-01 | 2099-01-01 | Not Given | NS | Not Applicable
1167 | Dicks CreekCTExisting | CT | 130 | 74009 | CT Gas | MISO Central Region | Duke (Cinergy) | Existing | 1965-09-01 | 2099-01-01 | Middletown | OH | Butler
1168 | Dicks CreekOtherExisting | Other | 42 | 74009 | CT Oil | MISO Central Region | Duke (Cinergy) | Existing | 1969-10-01 | 2099-01-01 | Middletown | OH | Butler
1169 | Diesel Plant (GHLP)CTCancelled | CT | 7 | 74014 | Inactive | MISO East Region | Consumers Energy Co. | Cancelled | 1954-07-01 | 2099-01-01 | Grand Haven | MI | Ottawa
1170 | Diesel Plant (GHLP)CTExisting | CT | 19 | 74014 | CT Gas | MISO East Region | Consumers Energy Co. | Existing | 1974-02-01 | 2099-01-01 | Grand Haven | MI | Ottawa
1171 | Diesel Plant - STURGICTCancelled | CT | 8.8 | 74015 | Inactive | MISO East Region | Consumers Energy Co. | Cancelled | 1981-12-01 | 2099-01-01 | Sturgis | MI | St. Joseph
1172 | Dighton (CPN)CCExisting | CC | 169 | 2095 | Combined Cycle | ISO New England | NSTAR Commonwealth | Existing | 1999-06-01 | 2099-01-01 | Dighton | MA | Bristol
1173 | Digital Equipment CorporationCTCancelled | CT | 5 | #N/A | Inactive | SERC | Southern Company | Cancelled | 1989-01-01 | 2099-01-01 | Alpharetta | GA | Fulton
1174 | Dinwiddie 1CTCancelled | CT | 3 | #N/A | Inactive | PJM | Dominion | Cancelled | 1992-12-01 | 2099-01-01 | Not Given | VA | Dinwiddie
1175 | Dinwiddie 2CTCancelled | CT | 8 | #N/A | Inactive | PJM | Dominion | Cancelled | 1992-12-01 | 2099-01-01 | Not Given | VA | Dinwiddie
1176 | Dix DamHydroExisting | Hydro | 24 | 74038 | Hydro Run-of-River | TVA | E.ON U.S. (LG&E) | Existing | 1925-11-01 | 2099-01-01 | Burgin | KY | Garrard
1177 | DixonHydroCancelled | Hydro | 3 | 74042 | Inactive | PJM | Commonwealth Edison Co. | Cancelled | 1925-06-01 | 2099-01-01 | Dixon | IL | Lee
1178 | Doc BoninCTExisting | CT | 328 | 1320 | ST Gas | SPP | Lafayette Utilities System | Existing | 1965-04-01 | 2099-01-01 | Lafayette | LA | Lafayette
1179 | Dodge Falls Assoc.HydroCancelled | Hydro | 5 | 74046 | Inactive | ISO New England | Green Mountain Power Corp. | Cancelled | 1990-12-01 | 2099-01-01 | Woodsville | NH | Grafton
1180 | DolbeauOtherExisting | Other | 28 | 913071 | ST Other | Eastern Canada | Hydro-Quebec | Existing | 1997-01-01 | 2099-01-01 | Dolbeau | PQ | Not Applicable
1181 | Dolet HillsCoalExisting | Coal | 650.01 | 2248 | ST Coal | SPP | Cleco Utility Group, Inc. | Existing | 1986-04-01 | 2099-01-01 | Mansfield | LA | De Soto
1182 | Dolgeville HydroelectricHydroCancelled | Hydro | 5 | 74048 | Inactive | NYISO | NYISO - Mohawk Valley Zone (E) | Cancelled | 1985-07-03 | 2099-01-01 | Dolgeville | NY | Herkimer
1183 | Dominion Conneaut LLCCoalFuture | Coal | 600 | 628524 | Inactive | MISO East Region | FirstEnergy Ohio | Future | 2010-01-01 | 2099-12-01 | Conneaut | OH | Ashtabula
1184 | Domtar GypsumCTCancelled | CT | 1.6 | #N/A | Inactive | SERC | Southern Company | Cancelled | 1982-11-01 | 2099-01-01 | Savannah | GA | Chatham
1185 | Don HenryCTExisting | CT | 18 | 74054 | CT Gas | MRO US | Nebraska Public Power District | Existing | 1972-06-01 | 2099-01-01 | Hastings | NE | Adams
1186 | Donald C. CookNuclearExisting | Nuclear | 2110 | 74056 | Nuclear | PJM | AEP I&M | Existing | 1975-08-01 | 2034-10-01 | Bridgman | MI | Berrien
1187 | Donaldson CogenCTCancelled | CT | 78 | #N/A | Cancelled | Entergy | Entergy South | Cancelled | 2005-01-01 | 2099-01-01 | Donaldsonville | LA | Ascension
1188 | DoreenOtherExisting | Other | 21.1 | 74058 | CT Oil | ISO New England | Northeast Utilities - WCMA | Existing | 1969-01-01 | 2099-01-01 | Pittsfield | MA | Berkshire
1189 | Doswell Combined Cycle FacilitCCExisting | CC | 742.4 | 2021 | Combined Cycle | PJM | Dominion | Existing | 1992-05-01 | 2099-01-01 | Ashland | VA | Hanover
1190 | Doswell Combined Cycle FacilitCTExisting | CT | 171 | 2021 | CT Gas | PJM | Dominion | Existing | 2001-06-07 | 2099-01-01 | Ashland | VA | Hanover
1191 | Double R Enterprises/VeronaCTCancelled | CT | 1.6 | #N/A | Inactive | PJM | Duquesne Light Co. | Cancelled | 1930-11-01 | 2099-01-01 | Verona | PA | Allegheny
1192 | Douglas (TVA)HydroExisting | Hydro | 145.6 | 74064 | Hydro Storage | TVA | Tennessee Valley Authority | Existing | 1954-08-01 | 2099-01-01 | Not Given | TN | Sevier
1193 | Dover (DOVEWP)CoalCancelled | Coal | 26.41 | 74066 | Inactive | PJM | AEP Ohio | Cancelled | 1944-01-01 | 2099-01-01 | Dover | OH | Tuscarawas
1194 | Dover (DOVEWP)CTCancelled | CT | 2.4 | 74066 | Inactive | PJM | AEP Ohio | Cancelled | 1966-01-01 | 2099-01-01 | Dover | OH | Tuscarawas
1195 | Dover (DOVEWP)CTExisting | CT | 15.3 | 74066 | CT Gas | PJM | AEP Ohio | Existing | 1992-09-01 | 2099-01-01 | Dover | OH | Tuscarawas
1196 | Dover (DOVEWP)OtherCancelled | Other | 2 | 74066 | Inactive | PJM | AEP Ohio | Cancelled | 1936-01-01 | 2099-01-01 | Dover | OH | Tuscarawas
1197 | Dover CogenerationCoalExisting | Coal | 18 | 588094 | ST Coal | PJM | Delmarva Power & Light Co. | Existing | 1985-06-01 | 2050-01-01 | Dover | DE | Kent
1198 | Dover CogenerationCTExisting | CT | 88 | 588094 | CT Gas | PJM | Delmarva Power & Light Co. | Existing | 2001-07-17 | 2099-01-01 | Dover | DE | Kent
1199 | Dover PeakingCTCancelled | CT | 10.98 | 74067 | Inactive | PJM | AEP Ohio | Cancelled | 1999-07-01 | 2099-01-01 | Dover | OH | Tuscarawas
1200 | Dow Plaquemine [Power 3]CCExisting | CC | 879 | 76642 | Combined Cycle | Entergy | Entergy South | Existing | 2004-03-01 | 2099-01-01 | Plaquemine | LA | Iberville
1201 | Dowagiac (Dowag)CTCancelled | CT | 1 | 74068 | Inactive | PJM | AEP I&M | Cancelled | 1962-01-01 | 2099-01-01 | Dowagiac | MI | Cass
1202 | Downtown Cogeneration AssociatCTCancelled | CT | 3.5 | #N/A | Retired | ISO New England | Northeast Utilities - Connecticut | Cancelled | 1989-03-01 | 2001-04-01 | Hartford | CT | Hartford
1203 | Doyle PlantCTExisting | CT | 336 | 74072 | CT Gas | SERC | Southern Company | Existing | 2000-06-15 | 2099-01-01 | Not Given | GA | Walton
1204 | Dresden Energy CenterCCUnder Construction | CC | 607 | 74076 | Combined Cycle | PJM | AEP Appalachian | Under Construction | 2009-05-01 | 2099-01-01 | Dresden | OH | Muskingham
1205 | DresdenNuclearExisting | Nuclear | 1708 | 74075 | Nuclear | PJM | Commonwealth Edison Co. | Existing | 1970-08-01 | 2029-12-01 | Morris | IL | Grundy
1206 | DrummondvilleHydroExisting | Hydro | 16.2 | 913081 | Hydro Run-of-River | Eastern Canada | Hydro-Quebec | Existing | 1925-01-01 | 2099-01-01 | Not Given | PQ | Not Applicable
1207 | DTE East ChinaCTExisting | CT | 384 | 73921 | CT Gas | MISO East Region | Detroit Edison Co. | Existing | 2002-06-01 | 2099-01-01 | East China Twp | MI | St. Clair
1208 | Du BayHydroCancelled | Hydro | 7.2 | 74089 | Inactive | MISO West Region | Wisconsin Public Service Corp. | Cancelled | 1942-01-01 | 2099-01-01 | Not Given | WI | Portage
1209 | Duane ArnoldNuclearCancelled | Nuclear | 605.95 | 74091 | Inactive | MISO West Region | Alliant West | Cancelled | 1975-02-01 | 2000-01-01 | Palo | IA | Linn
1210 | Duane ArnoldNuclearExisting | Nuclear | 605.95 | 74091 | Nuclear | MISO West Region | Alliant West | Existing | 1975-02-01 | 2030-01-01 | Palo | IA | Linn
1211 | DubuqueCoalExisting | Coal | 78 | 2429 | ST Coal | MISO West Region | Alliant West | Existing | 1952-01-01 | 2099-01-01 | Dubuque | IA | Dubuque
1212 | DubuqueOtherExisting | Other | 4 | 2429 | CT Oil | MISO West Region | Alliant West | Existing | 1966-01-01 | 2099-01-01 | Dubuque | IA | Dubuque
1213 | Duck CreekCoalExisting | Coal | 366 | 1702 | ST Coal | MISO Central Region | AmerenCILCO | Existing | 1976-06-01 | 2099-01-01 | Canton | IL | Fulton
1214 | Dufferin Falls Power StationHydroExisting | Hydro | 38.26 | 628935 | Hydro Run-of-River | Eastern Canada | Hydro-Quebec | Existing | 1958-01-01 | 2099-01-01 | Buckingham | PQ | Not Applicable
1215 | Dundee American Hydro Power CoHydroExisting | Hydro | 2.2 | #N/A | Hydro Run-of-River | PJM | Public Service Electric & Gas Co. | Existing | 1989-03-01 | 2099-01-01 | Not Given | NJ | Not Applicable
1216 | Dunkirk (NRG)CoalExisting | Coal | 595.4483 | 1465 | ST Coal | NYISO | NYISO - West Zone (A) | Existing | 1950-11-01 | 2099-01-01 | Dunkirk | NY | Chautauqua
1217 | DuPage County Region 9 West Wastewater TreatmentCTCancelled | CT | 1.5 | 74090 | Inactive | PJM | Commonwealth Edison Co. | Cancelled | 1996-03-01 | 2099-01-01 | Woodridge | IL | Du Page
1218 | DUPC Small HydrosHydroCancelled | Hydro | 3.87 | #N/A | Inactive | SERC | Duke Energy Corp. | Cancelled | 1937-01-01 | 2099-01-01 | Lockhart | SC
1219 | Dupont-MaitlandCTExisting | CT | 38 | 912468 | ST Gas | IESO | IESO (Ontario) | Existing | 1988-01-01 | 2099-01-01 | Maitland | ON | Not Applicable
1220 | Duraco Products Inc.CTCancelled | CT | 1.54 | 74104 | Inactive | PJM | Commonwealth Edison Co. | Cancelled | 1993-11-01 | 2099-01-01 | Streamwood | IL | Cook
1221 | DurandCoalFuture | Coal | 750 | #N/A | Inactive | MISO West Region | Northern States Power Co. | Future | 2015-01-01 | 2099-12-01 | Durand | WI | Pepin
1222 | DurantCTCancelled | CT | 2.75 | 74106 | Inactive | MISO West Region | Alliant West | Cancelled | 1970-07-01 | 2099-01-01 | Durant | IA | Cedar
1223 | Durgin and Crowell Lumber CompCTCancelled | CT | 3.4 | 74107 | Inactive | ISO New England | Northeast Utilities - New Hampshire | Cancelled | 1990-02-01 | 2099-01-01 | Springfield | NH | Sullivan
1224 | Dutchess County Resource RecovOtherExisting | Other | 9.2 | 74111 | ST Other | NYISO | NYISO - Hudson Valley Zone (G) | Existing | 1987-06-01 | 2099-01-01 | Poughkeepsie | NY | Dutchess
1225 | DwightHydroCancelled | Hydro | 1.71 | 74112 | Inactive | ISO New England | Northeast Utilities - Connecticut | Cancelled | 1920-01-01 | 2099-01-01 | Chicopee | MA | Hampden
1226 | Dynegy - BluegrassCTExisting | CT | 536 | 2150 | CT Gas | TVA | E.ON U.S. (LG&E) | Existing | 2001-05-15 | 2099-01-01 | Buckner | KY | Oldham
1227 | E.B. CampbellHydroExisting | Hydro | 288 | 608603 | Hydro Storage | MRO Canada - SaskPower | SaskPower | Existing | 1967-01-01 | 2099-01-01 | Nipawin | SK | Not Applicable
1228 | E.F. BarrettCTCancelled | CT | 79 | 1453 | Cancelled | NYISO | NYISO - Long Island (K) | Cancelled | 2004-06-01 | 2099-01-01 | Island Park | NY | Nassau
1229 | E.F. BarrettCTExisting | CT | 742.04 | 1453 | CT Gas | NYISO | NYISO - Long Island (K) | Existing | 1971-06-01 | 2099-01-01 | Island Park | NY | Nassau
1230 | E.J. WestHydroExisting | Hydro | 19.68 | 74115 | Hydro Run-of-River | NYISO | NYISO - Capital Zone (F) | Existing | 1930-01-01 | 2099-01-01 | Not Given | NY | Saratoga
1231 | E.P. ColemanCTCancelled | CT | 4.3 | 73750 | Inactive | SPP | Southwestern Power Administration | Cancelled | 1965-01-01 | 2099-01-01 | Sikeston | MO | Scott
1232 | Eagle (ERIEBOUL)HydroCancelled | Hydro | 5.77 | 74125 | Inactive | NYISO | NYISO - Mohawk Valley Zone (E) | Cancelled | 1925-01-01 | 2099-01-01 | Not Given | NY | Lewis
1233 | Eagle PhoenixHydroCancelled | Hydro | 4.26 | 74127 | Inactive | SERC | Southern Company | Cancelled | 1988-01-01 | 2099-01-01 | Columbus | GA | Muscogee
1234 | Eagle Point CogenerationCCExisting | CC | 225 | 1985 | Combined Cycle | PJM | Public Service Electric & Gas Co. | Existing | 1991-04-01 | 2099-01-01 | Westville | NJ | Gloucester
1235 | Eagle RiverOtherExisting | Other | 4 | 74131 | CT Oil | MISO West Region | Wisconsin Public Service Corp. | Existing | 1964-01-01 | 2099-01-01 | Not Given | WI | Vilas
1236 | Eagle ValleyCoalExisting | Coal | 263 | 2415 | ST Coal | MISO Central Region | Indianapolis Power & Light Co. | Existing | 1951-12-01 | 2099-01-01 | Martinsville | IN | Morgan
1237 | Eagle ValleyCTCancelled | CT | 3 | 2415 | Inactive | MISO Central Region | Indianapolis Power & Light Co. | Cancelled | 1967-04-01 | 2099-01-01 | Martinsville | IN | Morgan
1238 | Eagle ValleyOtherExisting | Other | 78 | 2415 | ST Oil | MISO Central Region | Indianapolis Power & Light Co. | Existing | 1950-05-01 | 2099-01-01 | Martinsville | IN | Morgan
1239 | Ear FallsHydroExisting | Hydro | 17 | 609079 | Hydro Storage | IESO | IESO (Ontario) | Existing | 1988-01-01 | 2099-01-01 | Not Given | ON | Not Applicable
1240 | Earl F. WisdomCoalExisting | Coal | 38 | 74132 | ST Coal | MRO US | MidAmerican Energy Co. | Existing | 1960-06-01 | 2099-01-01 | Spencer | IA | Clay
1241 | Earl F. WisdomCTExisting | CT | 80 | 74132 | CT Gas | MRO US | MidAmerican Energy Co. | Existing | 2004-04-29 | 2099-01-01 | Spencer | IA | Clay
1242 | East 12th StCTExisting | CT | 28.69 | 74134 | ST Gas | SPP | Westar Energy | Existing | 1970-06-01 | 2099-01-01 | Winfield | KS | Cowley
1243 | East BarnetHydroExisting | Hydro | 1.22 | 74136 | Hydro Run-of-River | ISO New England | Central Vermont Public Service Corp. | Existing | 1984-09-01 | 2099-01-01 | Not Given | VT | Caledonia
1244 | East BendCoalCancelled | Coal | 600 | 1704 | Inactive | MISO Central Region | Duke (Cinergy) | Cancelled | 1981-03-01 | 2000-01-01 | Rabbit Hash | KY | Boone
1245 | East BendCoalExisting | Coal | 600 | 1704 | ST Coal | MISO Central Region | Duke (Cinergy) | Existing | 1981-03-01 | 2099-01-01 | Rabbit Hash | KY | Boone
1246 | East Bridgewater Generating FacilityCTCancelled | CT | 3.8 | 74137 | Inactive | ISO New England | National Grid - SEMA | Cancelled | 1997-02-01 | 2099-01-01 | East Bridgewater | MA | Plymouth
1247 | East HamptonCTCancelled | CT | 6 | 74141 | Inactive | NYISO | NYISO - Long Island (K) | Cancelled | 1962-12-01 | 2099-01-01 | Not Given | NY | Suffolk
1248 | East HamptonOtherExisting | Other | 25 | 74141 | CT Oil | NYISO | NYISO - Long Island (K) | Existing | 1970-12-01 | 2099-01-01 | Not Given | NY | Suffolk
1249 | East Haven Wind FarmWindCancelled | Wind | 69 | 656104 | Cancelled | ISO New England | Central Vermont Public Service Corp. | Cancelled | 2007-05-01 | 2099-12-01 | East Haven | VT | Essex
1250 | East NorfolkHydroCancelled | Hydro | 3.5 | 74146 | Inactive | NYISO | NYISO - Mohawk Valley Zone (E) | Cancelled | 1928-01-01 | 2099-01-01 | Norfolk | NY | St. Lawrence
1251 | East Plant (WVY)OtherExisting | Other | 2.6 | 74148 | CT Oil | MRO US | MidAmerican Energy Co. | Existing | 1937-08-01 | 2099-01-01 | Waverly | IA | Bremer
1252 | East RiverCTExisting | CT | 288 | 1448 | CT Gas | NYISO | NYISO - NY City (J) | Existing | 2005-01-31 | 2099-01-01 | New York | NY | New York
1253 | East RiverOtherExisting | Other | 309 | 1448 | ST Oil | NYISO | NYISO - NY City (J) | Existing | 1951-11-01 | 2099-01-01 | New York | NY | New York
1254 | Eastalco FredrickCoalCancelled | Coal | 346 | #N/A | Retired | PJM | AEP Appalachian | Cancelled | 2002-01-01 | 2005-12-19
1255 | Eastern RegionHydroExisting | Hydro | 51 | #N/A | Hydro Storage | IESO | IESO (Ontario) | Existing | 1988-01-01 | 2099-01-01 | Not Given | ON | Not Applicable
1256 | Eastex Cogeneration FacilityCCExisting | CC | 440 | 74161 | Combined Cycle | SPP | AEP West - SPP | Existing | 2001-12-30 | 2099-01-01 | Longview | TX | Harrison
1257 | Easthampton Power PlantCTCancelled | CT | 3 | #N/A | Inactive | PJM | Jersey Central Power & Light | Cancelled | 1990-03-01 | 2099-01-01 | Mount Holly | NJ | Burlington
1258 | EastlakeCoalExisting | Coal | 1236 | 1495 | ST Coal | MISO East Region | FirstEnergy Ohio | Existing | 1953-09-01 | 2099-01-01 | Eastlake | OH | Lake
1259 | EastlakeOtherExisting | Other | 29 | 1495 | CT Oil | MISO East Region | FirstEnergy Ohio | Existing | 1973-12-01 | 2099-01-01 | Eastlake | OH | Lake
1260 | Eastmain-1-AHydroPlanned | Hydro | 770 | 632063 | Hydro Storage | Eastern Canada | Hydro-Quebec | Planned | 2010-01-01 | 2099-01-01 | Not Given | PQ | Not Applicable
1261 | Eastmain-1HydroUnder Construction | Hydro | 480 | 587663 | Hydro Storage | Eastern Canada | Hydro-Quebec | Under Construction | 2007-02-01 | 2099-01-01 | Not Given | PQ | Not Applicable
1262 | Eastman FallsHydroExisting | Hydro | 6.47 | 74162 | Hydro Run-of-River | ISO New England | Northeast Utilities - New Hampshire | Existing | 1983-11-01 | 2099-01-01 | Franklin | NH | Merrimack
1263 | Easton 2CTCancelled | CT | 3 | 74165 | Inactive | PJM | Delmarva Power & Light Co. | Cancelled | 1995-05-01 | 2099-01-01 | Easton | MD | Talbot
1264 | Easton 2OtherExisting | Other | 31.4 | 74165 | CT Oil | PJM | Delmarva Power & Light Co. | Existing | 1978-03-01 | 2099-01-01 | Easton | MD | Talbot
1265 | EastonCTCancelled | CT | 31.9 | 74164 | Inactive | PJM | Delmarva Power & Light Co. | Cancelled | 1954-11-01 | 2099-01-01 | Easton | MD | Talbot
1266 | EastportCTCancelled | CT | 4.1 | 74167 | Inactive | ISO New England | Bangor Hydro-Electric Co. | Cancelled | 1948-01-01 | 2099-01-01 | Eastport | ME | Washington
1267 | EatonCTExisting | CT | 76.3 | 1381 | ST Gas | SERC | Southern Company | Existing | 1945-03-01 | 2099-01-01 | Hattiesburg | MS | Forrest
1268 | Ebensburg Power Co.CoalExisting | Coal | 53.9 | 74169 | ST Coal | PJM | Pennsylvania Electric | Existing | 1990-11-01 | 2099-01-01 | Ebensburg | PA | Cambria
1269 | EckertCoalExisting | Coal | 344 | 1367 | ST Coal | MISO East Region | Lansing Board of Water & Light | Existing | 1954-06-01 | 2099-01-01 | Lansing | MI | Ingham
1270 | EcopeatCCExisting | CC | 40 | #N/A | Combined Cycle | Florida | Progress Energy Florida Inc. | Existing | 1995-07-01 | 2099-01-01 | Not Given | FL | Polk
1271 | ED GeneratorsCTCancelled | CT | 2.5 | 74116 | Inactive | SERC | Progress Energy Carolina Inc. | Cancelled | 1988-12-01 | 2099-01-01 | Edenton | NC | Chowan
1272 | EddystoneCoalExisting | Coal | 599 | 1550 | ST Coal | PJM | PECO Energy Co. | Existing | 1960-02-01 | 2099-01-01 | Eddystone | PA | Delaware
1273 | EddystoneOtherExisting | Other | 836 | 1550 | ST Oil | PJM | PECO Energy Co. | Existing | 1974-09-01 | 2099-01-01 | Eddystone | PA | Delaware
1274 | EdenvilleHydroCancelled | Hydro | 5.34 | 74173 | Inactive | MISO East Region | Consumers Energy Co. | Cancelled | 1925-08-01 | 2099-01-01 | Edenville | MI | Gladwin
1275 | EdgarCTCancelled | CT | 30 | 74174 | Retired | ISO New England | NSTAR Boston | Cancelled | 1969-06-01 | 2001-09-01 | Weymouth | MA | Norfolk
1276 | Edge MoorCoalExisting | Coal | 260 | 2332 | ST Coal | PJM | Delmarva Power & Light Co. | Existing | 1954-12-01 | 2099-01-01 | Wilmington | DE | New Castle
1277 | Edge MoorOtherExisting | Other | 460 | 2332 | CT Oil | PJM | Delmarva Power & Light Co. | Existing | 1963-06-01 | 2099-01-01 | Wilmington | DE | New Castle
1278 | EdgeboroCTExisting | CT | 10.76 | #N/A | ST Gas | PJM | Public Service Electric & Gas Co. | Existing | 1997-09-01 | 2099-01-01 | East Brunswick | NJ | Somerset
1279 | Edgewater (WPL)CoalCancelled | Coal | 758 | 1677 | Inactive | MISO West Region | Alliant East | Cancelled | 1969-12-01 | 2000-01-01 | Sheboygan | WI | Sheboygan
1280 | Edgewater (WPL)CoalExisting | Coal | 829 | 1677 | ST Coal | MISO West Region | Alliant East | Existing | 1951-07-01 | 2099-01-01 | Sheboygan | WI | Sheboygan
1281 | EdgewaterOtherExisting | Other | 48 | 1501 | CT Oil | MISO East Region | FirstEnergy Ohio | Existing | 1973-05-11 | 2099-01-01 | Lorain | OH | Lorain
1282 | Edgewood Electric Generating FacilityCTExisting | CT | 76 | 74176 | CT Gas | NYISO | NYISO - Long Island (K) | Existing | 2002-07-24 | 2099-01-01 | Brentwood | NY | Suffolk
1283 | Edison SaultHydroExisting | Hydro | 30 | 74179 | Hydro Run-of-River | MISO West Region | We Energies | Existing | 1963-01-01 | 2099-01-01 | Sault Sainte Marie | MI | Chippewa
1284 | EdisonCTExisting | CT | 582 | 74178 | CT Gas | PJM | Public Service Electric & Gas Co. | Existing | 1971-05-01 | 2099-01-01 | Edison | NJ | Middlesex
1285 | Edward Kramer and Sons landfillCTExisting | CT | 3 | 74119 | CT Gas | MISO West Region | Northern States Power Co. | Existing | 1994-05-01 | 2099-01-01 | Burnsville | MN | Dakota
1286 | EdwardsCoalExisting | Coal | 744 | 2382 | ST Coal | MISO Central Region | AmerenCILCO | Existing | 1960-05-01 | 2099-01-01 | Bartonville | IL | Peoria
1287 | EdwardsportCoalExisting | Coal | 160 | 2421 | ST Coal | MISO Central Region | Duke (Cinergy) | Existing | 1944-07-01 | 2099-01-01 | Edwardsport | IN | Knox
1288 | Edwin I. HatchNuclearExisting | Nuclear | 1768.08 | 74182 | Nuclear | SERC | Southern Company | Existing | 1975-12-01 | 2034-08-06 | Baxley | GA | Appling
1289 | Eel WeirHydroCancelled | Hydro | 2.01 | 74184 | Inactive | NYISO | NYISO - Mohawk Valley Zone (E) | Cancelled | 1938-01-01 | 2099-01-01 | Not Given | NY | St. Lawrence
1290 | Effingham CountyCCExisting | CC | 560.8 | 74185 | Combined Cycle | SERC | Southern Company | Existing | 2003-06-01 | 2099-01-01 | Rincon | GA | Effingham
1291 | EffleyHydroCancelled | Hydro | 3.01 | 74186 | Inactive | NYISO | NYISO - Mohawk Valley Zone (E) | Cancelled | 1923-01-01 | 2099-01-01 | Not Given | NY | Lewis
1292 | EHC - West HopkintonHydroCancelled | Hydro | 1 | #N/A | Inactive | ISO New England | Northeast Utilities - Connecticut | Cancelled | 1985-06-01 | 2099-01-01 | Not Given | NH | Not Applicable
1293 | Electra (ELEC)CTCancelled | CT | 3.96 | 74198 | Inactive | SPP | Western Farmers Electric Coop | Cancelled | 1953-01-01 | 2099-01-01 | Electra | TX | Wichita
1294 | Electric JunctionCTCancelled | CT | 190.8 | 2389 | Retired | PJM | Commonwealth Edison Co. | Cancelled | 1971-04-01 | 2005-01-01 | Lisle | IL | Du Page
1295 | ElectrifarmCTExisting | CT | 237.8 | 74199 | CT Gas | MRO US | MidAmerican Energy Co. | Existing | 1975-05-01 | 2099-01-01 | Waterloo | IA | Black Hawk
1296 | ElginCTExisting | CT | 468 | 74203 | CT Gas | PJM | Commonwealth Edison Co. | Existing | 2002-09-28 | 2099-01-01 | Elgin | IL | Cook
1297 | Eli Lilly and Co. - TippecCTCancelled | CT | 1.25 | 77613 | Inactive | MISO Central Region | Duke (Cinergy) | Cancelled | 1992-05-01 | 2099-01-01 | Lafayette | IN | Tippecanoe
1298 | Elk City StationCTCancelled | CT | 3.2 | 405605 | Inactive | MRO US | Omaha Public Power District | Cancelled | 2002-04-01 | 2099-01-01 | Elkhorn | NE | Douglas
1299 | Elk Mound StationCTExisting | CT | 82 | 74209 | CT Gas | MRO US | Dairyland Power Coop. | Existing | 2001-05-01 | 2099-01-01 | Boyd | WI | Chippewa
1300 | Elk River - ELKRCTCancelled | CT | 9.1 | 74212 | Inactive | MISO West Region | Great River Energy | Cancelled | 1962-01-01 | 2099-01-01 | Elk River | MN | Sherburne
1301 | Elk River - UPACTExisting | CT | 34.99 | 74213 | ST Gas | MISO West Region | Great River Energy | Existing | 1951-02-01 | 2099-01-01 | Elk River | MN | Sherburne
1302 | Elk River WindfarmWindExisting | Wind | 150 | 606181 | Wind | SPP | Kansas City Power & Light Co. | Existing | 2005-12-12 | 2099-12-01 | Beaumont | KS | Butler
1303 | Elkhart (INMI)HydroCancelled | Hydro | 2.74 | 74214 | Inactive | PJM | AEP I&M | Cancelled | 1921-01-01 | 2099-01-01 | Elkhart | IN | Elkhart
1304 | EllinwoodCTCancelled | CT | 7.7 | 74218 | Inactive | SPP | Westar Energy | Cancelled | 1948-01-01 | 2099-01-01 | Ellinwood | KS | Barton
1305 | Elliot FallsHydroCancelled | Hydro | 1.74 | 656794 | Inactive | IESO | IESO (Ontario) | Cancelled | 1929-01-01 | 2099-01-01 | Not Given | ON | Not Applicable
1306 | Ellis (MIDW)CTCancelled | CT | 5 | 74219 | Inactive | SPP | MidWest Energy, Inc. | Cancelled | 1973-05-01 | 2099-01-01 | Ellis | KS | Ellis
1307 | Ellis HydroelectricHydroExisting | Hydro | 20.4 | 74220 | Hydro Run-of-River | SPP | AEP West - SPP | Existing | 1988-12-01 | 2099-01-01 | Barling | AR | Crawford
1308 | EllsworthHydroExisting | Hydro | 9.1 | 74221 | Hydro Run-of-River | ISO New England | Bangor Hydro-Electric Co. | Existing | 1924-01-01 | 2099-01-01 | Ellsworth | ME | Hancock
1309 | Elm Road Generating Station [Oak Creek North]CCPlanned | CC | 650 | 77946 | Combined Cycle | MISO West Region | We Energies | Planned | 2013-01-01 | 2099-01-01 | Oak Creek | WI | Milwaukee
1310 | Elm Road Generating Station [Oak Creek North]CoalUnder Construction | Coal | 1300 | 77946 | ST Coal | MISO West Region | We Energies | Under Construction | 2009-07-01 | 2099-01-01 | Oak Creek | WI | Milwaukee
1311 | Elmer (ERIEBOUL)HydroCancelled | Hydro | 1.8 | 74223 | Inactive | NYISO | NYISO - Mohawk Valley Zone (E) | Cancelled | 1916-01-01 | 2099-01-01 | Not Given | NY | Lewis
1312 | ElramaCoalExisting | Coal | 487 | 1524 | ST Coal | PJM | Duquesne Light Co. | Existing | 1952-06-01 | 2050-01-01 | Elrama | PA | Washington
1313 | ElroyOtherExisting | Other | 2.22 | 74224 | CT Oil | MRO US | Dairyland Power Coop. | Existing | 1973-01-01 | 2099-01-01 | Elroy | WI | Juneau
1314 | Elwood Energy CenterCoalFuture | Coal | 600 | 2165 | ST Coal | PJM | Commonwealth Edison Co. | Future | 2010-01-01 | 2099-01-01 | Joliet | IL | Will
1315 | ElwoodCCCancelled | CC | 1000 | 2165 | Cancelled | PJM | Commonwealth Edison Co. | Cancelled | 2050-01-01 | 2099-01-01 | Elwood | IL | Will
1316 | ElwoodCTExisting | CT | 1518 | 2165 | CT Gas | PJM | Commonwealth Edison Co. | Existing | 1999-07-01 | 2099-01-01 | Elwood | IL | Will
1317 | Emerson Falls HydroHydroExisting | Hydro | 2.3 | #N/A | Hydro Run-of-River | ISO New England | Central Vermont Public Service Corp. | Existing | 1985-10-01 | 2099-01-01 | Saint Johnsbury | VT | Caledonia
1318 | EmersonCTExisting | CT | 1.74 | 74226 | CT Gas | MRO US | Nebraska Public Power District | Existing | 1960-01-01 | 2099-01-01 | Emerson | NE | Dixon
1319 | Emery Generating StationCCExisting | CC | 542 | 587650 | Combined Cycle | MISO West Region | Alliant West | Existing | 2004-05-18 | 2099-01-01 | Not Given | IA | Cerro Gordo
1320 | EmeryvilleHydroCancelled | Hydro | 3.2 | 74235 | Inactive | NYISO | NYISO - Mohawk Valley Zone (E) | Cancelled | 1987-05-01 | 2099-01-01 | Gouverneur | NY | St. Lawrence
1321 | Empire Energy CenterCTExisting | CT | 280 | 74234 | CT Gas | SPP | Empire District Electric Co. | Existing | 1978-03-01 | 2099-01-01 | Sarcoxie | MO | Jasper
1322 | Empire State NewsprintCCPlanned | CC | 640 | #N/A | Combined Cycle | NYISO | NYISO - Capital Zone (F) | Planned | 2008-03-01 | 2099-01-01 | Rensselaer | NY | Rensselaer
1323 | EmporiaCTPlanned | CT | 727 | #N/A | CT Gas | SPP | Westar Energy | Planned | 2008-05-01 | 2099-01-01 | Lang | KS
1324 | EmporiaHydroCancelled | Hydro | 2.4 | 74235 | Inactive | PJM | Dominion | Cancelled | 1986-01-01 | 2099-01-01 | Emporia | VA | Emporia
1325 | Encogen Four Partners LPCCExisting | CC | 74.9 | #N/A | Combined Cycle | NYISO | NYISO - West Zone (A) | Existing | 1992-05-01 | 2099-01-01 | Buffalo | NY | Erie
1326 | EnderlinCTCancelled | CT | 10.2 | 74240 | Inactive | MISO West Region | Otter Tail Power Co. | Cancelled | 1983-08-01 | 2099-01-01 | Enderlin | ND | Ransom
1327 | EndicottCoalExisting | Coal | 60 | 1689 | ST Coal | MISO East Region | Consumers Energy Co. | Existing | 1982-12-01 | 2099-01-01 | Litchfield | MI | Hillsdale
1328 | Energy Conversions IncCTCancelled | CT | 3.9 | #N/A | Inactive | PJM | Dominion | Cancelled | 1993-07-01 | 2099-01-01 | South Boston | VA | South Boston
1329 | Engineered Carbons Borger CogenerationCTExisting | CT | 20 | 73280 | ST Gas | SPP | Southwestern Public Service Co. | Existing | 1982-10-01 | 2099-01-01 | Borger | TX | Hutchinson
1330 | Engineered Carbons Echo CogenerationCTCancelled | CT | 10 | 74246 | Inactive | Entergy | Entergy South | Cancelled | 1985-05-01 | 2099-01-01 | Orange | TX | Orange
1331 | EnglandCoalCancelled | Coal | 284 | 1419 | Retired | PJM | Atlantic City Electric Co. | Cancelled | 1962-10-01 | 2007-12-15 | Marmora | NJ | Cape May
1332 | EnglandCTCancelled | CT | 8 | 1419 | Retired | PJM | Atlantic City Electric Co. | Cancelled | 1961-08-01 | 2007-12-15 | Marmora | NJ | Cape May
1333 | EnglandOtherCancelled | Other | 160 | 1419 | Retired | PJM | Atlantic City Electric Co. | Cancelled | 1974-12-01 | 2007-12-15 | Marmora | NJ | Cape May
1334 | EngleCTCancelled | CT | 9 | #N/A | Inactive | MISO East Region | FirstEnergy Ohio | Cancelled | 1989-08-01 | 2099-01-01 | Cuyahoga Falls | OH | Summit
1335 | EnidCTExisting | CT | 44.5 | 74249 | CT Gas | SPP | Oklahoma Gas & Electric Co. | Existing | 1965-11-01 | 2099-01-01 | Enid | OK | Garfield
1336 | Enterprise Energy FacilityCTExisting | CT | 640 | 74254 | CT Gas | SERC | Southern Company | Existing | 2002-06-15 | 2099-01-01 | Enterprise | MS | Clarke
1337 | enXco LWECS Murray County DevelopmentWindCancelled | Wind | 24 | #N/A | Cancelled | MISO West Region | Great River Energy | Cancelled | 2050-01-01 | 2099-12-01 | Slayton | MN | Murray
1338 | Eole Wind ProjectWindCancelled | Wind | 4 | #N/A | Retired | Eastern Canada | Hydro-Quebec | Cancelled | 1988-03-01 | 2001-01-01 | Cap Chat | PQ | Not Applicable
1339 | EphratahHydroCancelled | Hydro | 4 | 74256 | Inactive | NYISO | NYISO - Capital Zone (F) | Cancelled | 1920-01-01 | 2099-01-01 | Not Given | NY | Fulton
1340 | EQ - Waste Energy Services IncCTCancelled | CT | 1.55 | 74122 | Inactive | MISO East Region | Detroit Edison Co. | Cancelled | 1986-06-01 | 2099-01-01 | Belleville | MI | Wayne
1341 | EricksonCoalExisting | Coal | 154 | 1368 | ST Coal | MISO East Region | Lansing Board of Water & Light | Existing | 1973-02-01 | 2099-01-01 | Lansing | MI | Eaton
1342 | Erie (ERIE)OtherExisting | Other | 4.36 | 74260 | CT Oil | SPP | Westar Energy | Existing | 1953-11-01 | 2099-01-01 | Erie | KS | Neosho
1343 | Erie Coke CorporationCTExisting | CT | 2.5 | 74261 | ST Gas | PJM | Pennsylvania Electric | Existing | 1953-01-01 | 2099-01-01 | Erie | PA | Erie
1344 | Erie Energy CenterOtherExisting | Other | 21.6 | 74262 | CT Oil | SPP | Westar Energy | Existing | 1999-10-15 | 2099-01-01 | Erie | KS | Neosho
1345 | Erie Municipal Waste-to-EnergyOtherExisting | Other | 23 | #N/A | ST Other | PJM | Pennsylvania Electric | Existing | 1988-01-01 | 2099-01-01 | Erie | PA | Erie
1346 | Erie ShoresWindExisting | Wind | 99 | 632067 | Wind | IESO | IESO (Ontario) | Existing | 2006-04-13 | 2099-12-01 | Not Given | ON | Not Applicable
1347 | Errol Hydroelectric ProjectHydroExisting | Hydro | 3 | 74264 | Hydro Run-of-River | ISO New England | Northeast Utilities - New Hampshire | Existing | 1986-11-01 | 2099-01-01 | Errol | NH | Coos
1348 | EscanabaCoalExisting | Coal | 18 | 74266 | ST Coal | MISO West Region | We Energies | Existing | 1958-05-01 | 2099-01-01 | Escanaba | MI | Delta
1349 | Essex County Resource RecoveryCTCancelled | CT | 23 | 74268 | Retired | PJM | Public Service Electric & Gas Co. | Cancelled | 1990-11-01 | 2002-01-01 | Newark | NJ | Essex
1350 | Essex County Resource RecoveryOtherExisting | Other | 70 | 74268 | ST Other | PJM | Public Service Electric & Gas Co. | Existing | 1990-11-01 | 2099-01-01 | Newark | NJ | Essex
1351 | Essex Junction 19HydroExisting | Hydro | 7.8 | 74271 | Hydro Run-of-River | ISO New England | Green Mountain Power Corp. | Existing | 1917-01-01 | 2099-01-01 | Essex Junction | VT | Chittenden
1352 | Essex Junction 19OtherExisting | Other | 4.36 | 74271 | CT Oil | ISO New England | Green Mountain Power Corp. | Existing | 1947-10-01 | 2099-01-01 | Essex Junction | VT | Chittenden
1353 | Essex Power PlantCTExisting | CT | 112.59 | 74270 | CT Gas | TVA | Associated Electric Coop, Inc. | Existing | 1999-06-01 | 2099-01-01 | Not Given | MO | Stoddard
1354 | EssexCTExisting | CT | 711 | 74269 | CT Gas | PJM | Public Service Electric & Gas Co. | Existing | 1971-06-01 | 2099-01-01 | Newark | NJ | Essex
1355 | EsthervilleCTCancelled | CT | 15.6 | 74275 | Inactive | MRO US | MidAmerican Energy Co. | Cancelled | 1960-01-01 | 2099-01-01 | Estherville | IA | Emmet
1356 | Eufaula LakeHydroExisting | Hydro | 90 | 74278 | Hydro Storage | SPP | Southwestern Power Administration | Existing | 1964-08-01 | 2099-01-01 | Porum | OK | Muskogee
1357 | EugeniaHydroCancelled | Hydro | 6.01 | 913742 | Inactive | IESO | IESO (Ontario) | Cancelled | 1915-11-15 | 2099-01-01 | Meaford | ON | Not Applicable
1358 | Evanston Township High SchoolCTCancelled | CT | 2.4 | 74279 | Inactive | PJM | Commonwealth Edison Co. | Cancelled | 1992-12-01 | 2099-01-01 | Evanston | IL | Cook
1359 | Exeter Energy ProjectOtherExisting | Other | 31.3 | 74284 | ST Other | ISO New England | Northeast Utilities - Connecticut | Existing | 1991-06-01 | 2099-01-01 | Sterling | CT | Windham
1360 | ExiraCTExisting | CT | 135 | 594044 | CT Gas | MRO US | WAPA Billings East (UM-East) NEBRASKA & IOWA | Existing | 2004-06-21 | 2099-12-01 | Exira | IA | Audubon
1361 | Expander TurbineCTCancelled | CT | 15 | 74285 | Inactive | MISO East Region | Northern Indiana Public Service Co. | Cancelled | 1981-05-01 | 2099-01-01 | East Chicago | IN | Lake
1362 | Faber PlaceCTExisting | CT | 10 | 74294 | CT Gas | SERC | South Carolina Electric & Gas Co. | Existing | 1961-10-01 | 2099-01-01 | Not Given | SC | Charleston
1363 | FactoryOtherExisting | Other | 21 | 74295 | CT Oil | MISO Central Region | City Water, Light & Power (Springfield IL) | Existing | 1973-08-01 | 2099-01-01 | Springfield | IL | Sangamon
1364 | Fair StationCoalExisting | Coal | 66 | 2443 | ST Coal | MISO West Region | Alliant West | Existing | 1960-01-01 | 2099-01-01 | Montpelier | IA | Muscatine
1365 | Fairbanks (AUGUS)CTCancelled | CT | 2.6 | 74296 | Inactive | SPP | AEP West - SPP | Cancelled | 1949-01-01 | 2099-01-01 | Augusta | AR | Woodruff
1366 | FairburyCTExisting | CT | 19.34 | 74298 | ST Gas | MRO US | Nebraska Public Power District | Existing | 1938-01-01 | 2099-01-01 | Fairbury | NE | Jefferson
1367 | Fairfax (FFMPP)OtherExisting | Other | 2 | 74299 | CT Oil | MISO West Region | Northern States Power Co. | Existing | 1940-01-01 | 2099-01-01 | Fairfax | MN | Renville
1368 | Fairfax Falls - CVPSCHydroExisting | Hydro | 3.26 | 74301 | Hydro Run-of-River | ISO New England | Central Vermont Public Service Corp. | Existing | 1919-02-01 | 2099-01-01 | Fairfax | VT | Franklin
1369 | Fairfield (FMED)CTCancelled | CT | 7.5 | 74303 | Inactive | MISO Central Region | Southern Illinois Power Coop | Cancelled | 1967-01-01 | 2099-01-01 | Fairfield | IL | Wayne
1370 | Fairfield PSHydroExisting | Hydro | 512 | 74304 | Pumped Storage Hydro | SERC | South Carolina Electric & Gas Co. | Existing | 1978-06-01 | 2099-01-01 | Jenkinsville | SC | Fairfield
1371 | FairgroundsOtherExisting | Other | 70 | 74305 | CT Oil | MISO Central Region | AmerenUE | Existing | 1974-08-01 | 2099-01-01 | Jefferson City | MO | Cole
1372 | Fairless EnergyCCExisting | CC | 1100 | 74307 | Combined Cycle | PJM | PECO Energy Co. | Existing | 2004-05-31 | 2099-01-01 | Morrisville | PA | Bucks
1373 | Fairless Works (Trenton)CTExisting | CT | 60 | 1805 | ST Gas | PJM | PECO Energy Co. | Existing | 1988-01-01 | 2099-01-01 | Fairless Hills | PA | Bucks
1374 | Fairmont (SMMP)WindExisting | Wind | 5.2 | 74308 | Wind | MISO West Region | Southern Minnesota Municipal Power Agency | Existing | 2003-02-01 | 2099-01-01 | Fairmont | MN | Martin
1375 | FairmontCoalExisting | Coal | 20 | 74308 | ST Coal | MISO West Region | Southern Minnesota Municipal Power Agency | Existing | 1945-01-01 | 2099-01-01 | Fairmont | MN | Martin
1376 | FairmontOtherExisting | Other | 10 | 74308 | CT Oil | MISO West Region | Southern Minnesota Municipal Power Agency | Existing | 1975-01-01 | 2099-01-01 | Fairmont | MN | Martin
1377 | FairviewOtherExisting | Other | 1 | 74310 | CT Oil | SPP | Oklahoma Municipal Power Authority | Existing | 1954-01-01 | 2099-01-01 | Fairview | OK | Major
1378 | Fall River PlantCTCancelled | CT | 6.7 | 74315 | Inactive | ISO New England | National Grid - SEMA | Cancelled | 1990-02-01 | 2099-01-01 | Fall River | MA | Bristol
1379 | Falls (EXEGEN)OtherExisting | Other | 60 | 74318 | CT Oil | PJM | PECO Energy Co. | Existing | 1970-05-01 | 2099-01-01 | Not Given | PA | Bucks
1380 | Falls (TAPO)HydroExisting | Hydro | 30 | 74321 | Hydro Run-of-River | SERC | Duke Energy Corp. | Existing | 1919-09-01 | 2099-01-01 | Badin | NC | Stanly
1381 | Falls CityCTCancelled | CT | 20.6 | 74322 | Inactive | MRO US | WAPA Billings East (UM-East) NEBRASKA & IOWA | Cancelled | 1946-01-01 | 2099-01-01 | Falls City | NE | Richardson
1382 | Falls VillageHydroExisting | Hydro | 11.01 | 74325 | Hydro Run-of-River | ISO New England | Northeast Utilities - Connecticut | Existing | 1914-01-01 | 2099-01-01 | Not Given | CT | Litchfield
1383 | Far Rockaway (KEYGEN)CTExisting | CT | 110 | 1454 | ST Gas | NYISO | NYISO - Long Island (K) | Existing | 1953-12-01 | 2099-01-01 | Far Rockaway | NY | Queens
1384 | Faribault Energy ParkCCExisting | CC | 255 | 587518 | Combined Cycle | MISO West Region | Northern States Power Co. | Existing | 2005-01-01 | 2099-01-01 | Faribault | MN | Rice
1385 | Farmer CityCTCancelled | CT | 1.6 | 74332 | Inactive | MISO Central Region | AmerenCIPS | Cancelled | 1951-04-01 | 2099-01-01 | Farmer City | IL | De Witt
1386 | Farmer CityCTExisting | CT | 6 | 74332 | CT Gas | MISO Central Region | AmerenCIPS | Existing | 1967-07-01 | 2099-01-01 | Farmer City | IL | De Witt
1387 | Farmers Coops Wind ProjectWindCancelled | Wind | 21.9 | #N/A | Inactive | MISO West Region | Northern States Power Co. | Cancelled | 2003-09-01 | 2099-01-01 | Not Given | MN | Pipestone
1388 | Farmers Union Marketing & Proc 1CTCancelled | CT | 4.76 | #N/A | Inactive | MISO West Region | Minnesota Power, Inc. | Cancelled | 1989-10-01 | 2099-01-01 | Long Prairie | MN | Todd
1389 | Farmers Union Marketing & Proc 2CTCancelled | CT | 4.02 | #N/A | Inactive | MISO West Region | Minnesota Power, Inc. | Cancelled | 1987-12-01 | 2099-01-01 | Redwood Falls | MN | Redwood
1390 | FaulktonCTCancelled | CT | 2.72 | 74337 | Inactive | MRO US | WAPA Billings East (UM-East) DAKOTAS | Cancelled | 1969-06-01 | 2099-01-01 | Faulkton | SD | Faulk
1391 | Fauquier CountyCTExisting | CT | 708 | 76859 | CT Gas | PJM | Dominion | Existing | 2000-07-05 | 2099-01-01 | Not Given | VA | Fauquier
1392 | Fayette CountyCCCancelled | CC | 1600 | 587775 | Inactive | MISO Central Region | AmerenIP | Cancelled | 2050-01-01 | 2099-01-01 | Vandalia | IL | Fayette
1393 | Fayette CountyCCFuture | CC | 800 | 587775 | Inactive | MISO Central Region | AmerenIP | Future | 2010-01-01 | 2099-01-01 | Vandalia | IL | Fayette
1394 | FayetteOtherExisting | Other | 9.85 | 74338 | CT Oil | TVA | Associated Electric Coop, Inc. | Existing | 1985-07-01 | 2099-01-01 | Fayette | MO | Howard
1395 | Fayetteville (NEWGEN)CCCancelled | CC | 650 | 588283 | Cancelled | SERC | Progress Energy Carolina Inc. | Cancelled | 2005-06-01 | 2099-01-01 | Fayetteville | NC | Cumberland
1396 | Feeder DamHydroCancelled | Hydro | 4.4 | 74342 | Inactive | NYISO | NYISO - Capital Zone (F) | Cancelled | 1924-01-01 | 2099-01-01 | Queensbury | NY | Warren
1397 | Fenelon FallsHydroCancelled | Hydro | 1 | 651751 | Inactive | IESO | IESO (Ontario) | Cancelled | 1997-08-01 | 2099-01-01 | Fenelon Falls | ON | Not Applicable
1398 | Fenner Wind Power ProjectWindExisting | Wind | 30 | #N/A | Wind | NYISO | NYISO - Mohawk Valley Zone (E) | Existing | 2001-10-20 | 2099-01-01 | Canastota | NY | Madison
1399 | FennimoreOtherExisting | Other | 8.16 | 74347 | CT Oil | MRO US | Dairyland Power Coop. | Existing | 1999-12-01 | 2099-01-01 | Fennimore | WI | Grant
1400 | Fenton Wind Power ProjectWindExisting | Wind | 200 | 841342 | Wind | MISO West Region | Northern States Power Co. | Existing | 2007-11-01 | 2099-12-01 | Slayton | MN | Murray
1401 | Fergus Control CenterOtherExisting | Other | 2 | 74348 | CT Oil | MISO West Region | Otter Tail Power Co. | Existing | 1995-10-01 | 2099-01-01 | Fergus Falls | MN | Otter Tail
1402 | FermiNuclearExisting | Nuclear | 1139 | 74349 | Nuclear | MISO East Region | Detroit Edison Co. | Existing | 1988-01-01 | 2030-01-01 | Newport | MI | Monroe
1403 | FermiOtherExisting | Other | 75 | 74349 | CT Oil | MISO East Region | Detroit Edison Co. | Existing | 1966-04-01 | 2099-01-01 | Newport | MI | Monroe
1404 | FiberMark Warren Glen PlantCTCancelled | CT | 2 | 74350 | Inactive | PJM | Jersey Central Power & Light | Cancelled | 1955-01-01 | 2099-01-01 | Bloomsbury | NJ | Hunterdon
1405 | Fibertek EnergyCoalExisting | Coal | 90.6 | 1988 | ST Coal | NYISO | NYISO - Central Zone (C) | Existing | 1991-08-01 | 2099-01-01 | Solvay | NY | Onondaga
1406 | Field StreetOtherExisting | Other | 40 | 74352 | CT Oil | Florida | Florida Municipal Power Agency | Existing | 2001-06-01 | 2099-01-01 | New Smyrna Beach | FL | Volusia
1407 | Fife BrookHydroCancelled | Hydro | 9.9 | 74353 | Inactive | ISO New England | National Grid - WCMA | Cancelled | 1974-10-01 | 2099-01-01 | Not Given | MA | Berkshire
1408 | Finch Pruyn & Co. IncorpHydroExisting | Hydro | 12.13 | 74355 | Hydro Run-of-River | NYISO | NYISO - Capital Zone (F) | Existing | 1935-01-01 | 2099-01-01 | Glens Falls | NY | Warren
1409 | Finch Pruyn & Co. IncorpOtherExisting | Other | 25.5 | 74355 | ST Other | NYISO | NYISO - Capital Zone (F) | Existing | 1987-06-01 | 2099-01-01 | Glens Falls | NY | Warren
1410 | FishbachOtherExisting | Other | 36 | 74360 | CT Oil | PJM | PPL Electric Utilities Corp. | Existing | 1969-08-01 | 2099-01-01 | Not Given | PA | Schuylkill
1411 | Fishers IslandCTCancelled | CT | 1.1 | 74361 | Inactive | NYISO | NYISO - Long Island (K) | Cancelled | 1957-01-01 | 2099-01-01 | Fishers Island | NY | Suffolk
1412 | Fishing CreekHydroExisting | Hydro | 41 | 74362 | Hydro Storage | SERC | Duke Energy Corp. | Existing | 1916-11-01 | 2099-01-01 | Not Given | SC | Chester
1413 | FiskCoalExisting | Coal | 326 | 2397 | ST Coal | PJM | Commonwealth Edison Co. | Existing | 1959-03-01 | 2099-01-01 | Chicago | IL | Cook
1414 | FiskOtherExisting | Other | 263.7 | 2397 | CT Oil | PJM | Commonwealth Edison Co. | Existing | 1968-07-01 | 2099-01-01 | Chicago | IL | Cook
1415 | Fitchburg (MGE)CTExisting | CT | 44 | 74364 | CT Gas | MISO West Region | Madison Gas & Electric Co. | Existing | 1973-05-01 | 2099-01-01 | Not Given | WI | Dane
1416 | Fitchburg Power StationCTExisting | CT | 17 | 76598 | ST Gas | ISO New England | National Grid - WCMA | Existing | 1992-08-17 | 2099-01-01 | Westminster | MA | Worcester
1417 | Five ChannelsHydroExisting | Hydro | 6 | 74366 | Hydro Run-of-River | MISO East Region | Consumers Energy Co. | Existing | 1912-01-01 | 2099-01-01 | Not Given | MI | Iosco
1418 | Five FallsHydroExisting | Hydro | 23.9 | 74367 | Hydro Run-of-River | NYISO | NYISO - Mohawk Valley Zone (E) | Existing | 1955-01-01 | 2099-01-01 | South Colton | NY | St. Lawrence
1419 | Five Forks FacilityCoalFuture | Coal | 750 | 588061 | ST Coal | PJM | Dominion | Future | 2011-01-01 | 2099-01-01 | Not Given | VA | Sussex
1420 | Flambeau (DPC)HydroExisting | Hydro | 21 | 74370 | Hydro Run-of-River | MRO US | Dairyland Power Coop. | Existing | 1951-01-01 | 2099-01-01 | Ladysmith | WI | Rusk
1421 | Flambeau MillCoalExisting | Coal | 19.5 | 74369 | ST Coal | MISO West Region | Northern States Power Co. | Existing | 1982-09-01 | 2099-01-01 | Park Falls | WI | Price
1422 | Flambeau MillHydroExisting | Hydro | 5.5 | 74371 | Hydro Run-of-River | MISO West Region | Northern States Power Co. | Existing | 2007-05-01 | 2099-01-01 | Park Falls | WI | Price
1423 | FlambeauCTCancelled | CT | 17 | 74370 | Inactive | MISO West Region | Northern States Power Co. | Cancelled | 1969-01-01 | 2099-01-01 | Park Falls | WI | Price
1424 | Flat Rock (ERIEBOUL)HydroExisting | Hydro | 5.2 | 74375 | Hydro Run-of-River | NYISO | NYISO - Mohawk Valley Zone (E) | Existing | 1924-01-01 | 2099-01-01 | Not Given | NY | St. Lawrence
1425 | Fletcher FacilityCoalCancelled | Coal | 3 | 74378 | Retired | SERC | Progress Energy Carolina Inc. | Cancelled | 1989-03-01 | 2001-01-01 | Fletcher | NC | Henderson
1426 | Flint Creek (SOEP)CoalExisting | Coal | 480 | 1742 | ST Coal | SPP | AEP West - SPP | Existing | 1978-05-01 | 2050-01-01 | Gentry | AR | Benton
1427 | Flint RiverHydroExisting | Hydro | 5.4 | 74380 | Hydro Run-of-River | SERC | Southern Company | Existing | 1925-12-01 | 2099-01-01 | Rentz | GA | Dougherty
1428 | Florence Hill LLCWindCancelled | Wind | 1.9 | 74386 | Inactive | MISO West Region | Northern States Power Co. | Cancelled | 2001-08-21 | 2099-01-01 | Hendricks | MN | Lincoln
1429 | FlorenceCTCancelled | CT | 9.08 | 74385 | Inactive | ISO New England | Central Vermont Public Service Corp. | Cancelled | 1992-09-30 | 2099-01-01 | Not Given | VT | Not Applicable
1430 | Flos InnCTCancelled | CT | 4.2 | 74388 | Inactive | ISO New England | Central Maine Power Co. | Cancelled | 1959-10-01 | 2099-01-01 | Presque Isle | ME | Aroostook
1431 | FloydadaCTCancelled | CT | 5.5 | 74389 | Inactive | SPP | Southwestern Public Service Co. | Cancelled | 1952-01-01 | 2099-01-01 | Floydada | TX | Floyd
1432 | Fluvanna CountyCCCancelled | CC | 600 | 77670 | Cancelled | PJM | Dominion | Cancelled | 2004-06-01 | 2099-01-01 | Not Given | VA | Fluvanna
1433 | Fluvanna CountyCCExisting | CC | 900 | 77670 | Combined Cycle | PJM | Dominion | Existing | 2004-05-01 | 2099-01-01 | Not Given | VA | Fluvanna
1434 | Flying Cloud PowerWindExisting | Wind | 44 | 605957 | Wind | MISO West Region | Alliant West | Existing | 2003-12-09 | 2099-01-01 | Spirit Lake | IA | Dickinson
1435 | Fond Du Lac Wind ProjectWindExisting | Wind | 99 | #N/A | Wind | MISO West Region | Wisconsin Public Service Corp. | Existing | 1999-06-14 | 2099-01-01 | Byron | WI | Fond Du Lac
1436 | Fond Du LacHydroExisting | Hydro | 11 | 74392 | Hydro Run-of-River | MISO West Region | Minnesota Power, Inc. | Existing | 1924-01-01 | 2099-01-01 | Duluth | MN | St. Louis
1437 | Fontana (TVA)HydroExisting | Hydro | 261 | 74394 | Hydro Storage | TVA | Tennessee Valley Authority | Existing | 1945-01-01 | 2099-01-01 | Fontana Dam | NC | Graham
1438 | FooteHydroExisting | Hydro | 10 | 74397 | Hydro Run-of-River | MISO East Region | Consumers Energy Co. | Existing | 1918-01-01 | 2099-01-01 | Not Given | MI | Iosco
1439 | Foothills Generating ProjectCTExisting | CT | 330 | #N/A | CT Gas | PJM | AEP Kentucky | Existing | 2002-06-07 | 2099-01-01 | Louisa | KY | Lawrence
1440 | Ford Cogeneration ProjectCTExisting | CT | 35 | #N/A | CT Gas | IESO | IESO (Ontario) | Existing | 1995-05-01 | 2099-12-01 | Windsor | ON | Not Applicable
1441 | Ford LakeHydroCancelled | Hydro | 3 | #N/A | Inactive | MISO East Region | Detroit Edison Co. | Cancelled | 1932-01-01 | 2099-01-01 | Ypsilanti | MI | Washtenaw
1442 | Fore RiverCCExisting | CC | 831 | 74408 | Combined Cycle | ISO New England | NSTAR Cambridge | Existing | 2003-06-01 | 2099-01-01 | North Weymouth | MA | Norfolk
1443 | Forest CityOtherExisting | Other | 14.14 | 74409 | CT Oil | MRO US | Dairyland Power Coop. | Existing | 1950-01-01 | 2099-01-01 | Forest City | IA | Winnebago
1444 | ForestportHydroCancelled | Hydro | 3.4 | 74410 | Inactive | NYISO | NYISO - Mohawk Valley Zone (E) | Cancelled | 1987-12-01 | 2099-01-01 | Boonville | NY | Oneida
1445 | ForestvilleHydroExisting | Hydro | 12.7 | 917342 | Hydro Storage | Eastern Canada | Hydro-Quebec | Existing | 1988-01-01 | 2099-01-01 | Forestville | PQ | Not Applicable
1446 | Forked River-GtCTExisting | CT | 44 | 74411 | CT Gas | PJM | Jersey Central Power & Light | Existing | 1989-06-01 | 2099-01-01 | Not Given | NJ | Ocean
1447 | Forked River-GtOtherExisting | Other | 42 | 74411 | CT Oil | PJM | Jersey Central Power & Light | Existing | 1989-07-01 | 2099-01-01 | Not Given | NJ | Ocean
1448 | Forsyth CountyOtherFuture | Other | 20 | 632023 | ST Other | SERC | Southern Company | Future | 2009-01-01 | 2099-12-01 | Not Given | GA | Forsyth
1449 | Fort CalhounNuclearExisting | Nuclear | 492 | 74417 | Nuclear | MRO US | Omaha Public Power District | Existing | 1973-09-01 | 2033-01-01 | Fort Calhoun | NE | Washington
1450 | Fort Detrick CogenCTPlanned | CT | 30 | 750456 | CT Gas | PJM | Allegheny Energy, Inc. | Planned | 2007-06-01 | 2099-12-01 | Fort Detrick | MD | Frederick
1451 | Fort Dodge (Delenova)CCCancelled | CC | 800 | #N/A | Cancelled | MRO US | MidAmerican Energy Co. | Cancelled | 2050-01-01 | 2099-12-01 | Fort Dodge | IA | Webster
1452 | Fort Dodge LandfillCTCancelled | CT | 3 | 74419 | Cancelled | MRO US | MidAmerican Energy Co. | Cancelled | 2050-01-01 | 2099-01-01 | Fort Dodge | IA | Webster
1453 | Fort Drum CogenerationCoalExisting | Coal | 49.9 | #N/A | ST Coal | NYISO | NYISO - Mohawk Valley Zone (E) | Existing | 1989-07-01 | 2099-01-01 | Fort Drum | NY | Jefferson
1454 | Fort Drum CogenerationCTCancelled | CT | 3.63 | #N/A | Inactive | NYISO | NYISO - Mohawk Valley Zone (E) | Cancelled | 1986-01-01 | 2099-01-01 | Fort Drum | NY | Jefferson
1455 | Fort FairfieldOtherExisting | Other | 29.5 | #N/A | ST Other | ISO New England | Central Maine Power Co. | Existing | 1987-01-01 | 2099-01-01 | Fort Fairfield | ME | Aroostook
1456 | Fort FrancesCTExisting | CT | 103 | 613770 | CT Gas | IESO | IESO (Ontario) | Existing | 1991-01-01 | 2099-01-01 | Not Given | ON | Not Applicable
1457 | Fort Gibson LakeHydroExisting | Hydro | 50 | 74421 | Hydro Storage | SPP | Southwestern Power Administration | Existing | 1953-05-01 | 2099-01-01 | Fort Gibson | OK | Su
1458 | Fort HalifaxHydroCancelled | Hydro | 1.8 | 74423 | Retired | ISO New England | Central Maine Power Co. | Cancelled | 1908-01-01 | 2002-12-01 | Waterville | ME | Kennebec
1459 | Fort LoudounHydroExisting | Hydro | 136 | 74424 | Hydro Storage | TVA | Tennessee Valley Authority | Existing | 1943-11-01 | 2099-01-01 | Lenoir City | TN | Loudon
1460 | Fort Martin (MONG)CoalExisting | Coal | 1107 | 1664 | ST Coal | PJM | Allegheny Energy, Inc. | Existing | 1967-10-01 | 2099-01-01 | Maidsville | WV | Monongalia
1461 | Fort Miller Hydroelectric Fac.HydroExisting | Hydro | 5 | 74426 | Hydro Run-of-River | NYISO | NYISO - Capital Zone (F) | Existing | 1984-12-01 | 2099-01-01 | Fort Miller | NY | Saratoga
1462 | Fort MyersCCExisting | CC | 1610 | 2340 | Combined Cycle | Florida | Florida Power & Light Co. | Existing | 2002-05-30 | 2099-01-01 | Fort Myers | FL | Lee
1463 | Fort MyersCTCancelled | CT | 1020 | 2340 | Retired | Florida | Florida Power & Light Co. | Cancelled | 2000-11-01 | 2001-09-01 | Fort Myers | FL | Lee
1464 | Fort MyersCTExisting | CT | 340 | 2340 | CT Gas | Florida | Florida Power & Light Co. | Existing | 2003-06-01 | 2099-12-01 | Fort Myers | FL | Lee
1465 | Fort MyersOtherExisting | Other | 696 | 2340 | CT Oil | Florida | Florida Power & Light Co. | Existing | 1974-05-01 | 2099-01-01 | Fort Myers | FL | Lee
1466 | Fort Orange FacilityCCExisting | CC | 70 | 2039 | Combined Cycle | NYISO | NYISO - Capital Zone (F) | Existing | 1992-02-01 | 2099-01-01 | Castleton On Hudson | NY | Rensselaer
1467 | Fort Patrick HenryHydroExisting | Hydro | 32 | 74429 | Hydro Storage | TVA | Tennessee Valley Authority | Existing | 1954-02-01 | 2099-01-01 | Kingsport | TN | Sullivan
1468 | Fort PeckHydroExisting | Hydro | 211 | 737257 | Hydro Storage | MRO US | WAPA Billings East (UM-East) DAKOTAS | Existing | 1943-07-01 | 2099-01-01 | Fort Peck | MT | Mccone
1469 | Fort RandallHydroExisting | Hydro | 356 | 74432 | Hydro Storage | MRO US | WAPA Billings East (UM-East) NEBRASKA & IOWA | Existing | 1956-01-01 | 2099-01-01 | Pickstown | SD | Charles Mix
1470 | Forward Wind Energy CenterWindCancelled | Wind | 200 | 605988 | Inactive | MISO West Region | We Energies | Cancelled | 2050-01-01 | 2099-12-01 | Brownsville | WI | Dodge
1471 | Four Hills/Nashua LandfillCTCancelled | CT | 3.12 | 74437 | Inactive | ISO New England | Northeast Utilities - New Hampshire | Cancelled | 1996-04-01 | 2099-01-01 | Nashua | NH | Hillsborough
1472 | Four Mile DamHydroExisting | Hydro | 7.1 | 74439 | Hydro Run-of-River | MISO East Region | Consumers Energy Co. | Existing | 1919-01-01 | 2099-01-01 | Alpena | MI | Alpena
1473 | Fourth LakeHydroExisting | Hydro | 2.2 | 609333 | Hydro Run-of-River | Eastern Canada | Nova Scotia Power Corp. | Existing | 1983-01-01 | 2099-01-01 | Not Given | NS | Not Applicable
1474 | Fourth StreetOtherExisting | Other | 18 | 74442 | CT Oil | PJM | AEP I&M | Existing | 1970-03-01 | 2099-01-01 | Not Given | IN | Allen
1475 | Fox Energy Center (Kaukauna)CCExisting | CC | 671.8 | 587938 | Combined Cycle | MISO West Region | Wisconsin Public Service Corp. | Existing | 2005-06-06 | 2050-01-01 | Kaukauna | WI | Outagamie
1476 | Fox LakeCTExisting | CT | 100 | 1372 | ST Gas | MISO West Region | Alliant West | Existing | 1962-01-01 | 2099-01-01 | Sherburn | MN | Martin
1477 | Fox LakeOtherExisting | Other | 21 | 1372 | CT Oil | MISO West Region | Alliant West | Existing | 1974-05-01 | 2099-01-01 | Sherburn | MN | Martin
1478 | FraminghamOtherExisting | Other | 39.6 | 74445 | CT Oil | ISO New England | NSTAR Boston | Existing | 1970-03-01 | 2099-01-01 | Framingham | MA | Middlesex
1479 | Francis H. ClergueHydroExisting | Hydro | 52.2 | 609432 | Hydro Run-of-River | IESO | IESO (Ontario) | Existing | 1982-01-01 | 2099-01-01 | Sault St Marie | ON | Not Applicable
1480 | Frank JenkinsCTCancelled | CT | 1.16 | 74447 | Inactive | MISO East Region | Consumers Energy Co. | Cancelled | 1950-05-01 | 2099-01-01 | Portland | MI | Ionia
1481 | Frank JenkinsOtherExisting | Other | 3 | 74447 | CT Oil | MISO East Region | Consumers Energy Co. | Existing | 1995-08-01 | 2099-01-01 | Portland | MI | Ionia
1482 | FrankfordHydroCancelled | Hydro | 2.6 | 913608 | Inactive | IESO | IESO (Ontario) | Cancelled | 1913-01-01 | 2099-01-01 | Not Given | ON | Not Applicable
1483 | Franklin (CLECOU)CTExisting | CT | 7 | 74451 | CT Gas | SPP | Cleco Utility Group, Inc. | Existing | 1973-01-01 | 2099-01-01 | Not Given | LA | St. Mary
1484 | Franklin (FL&WD)CTCancelled | CT | 4.09 | 74452 | Inactive | MRO US | Nebraska Public Power District | Cancelled | 1955-01-01 | 2099-01-01 | Franklin | NE | Franklin
1485 | Franklin (NPL)HydroCancelled | Hydro | 1.2 | 74454 | Inactive | SERC | Duke Energy Corp. | Cancelled | 1925-01-01 | 2099-01-01 | Franklin | NC | Macon
1486 | Franklin CountyCoalFuture | Coal | 534 | 74457 | Cancelled | MISO Central Region | AmerenCIPS | Future | 2009-06-01 | 2099-01-01 | Benton | IL | Franklin
1487 | Franklin DriveOtherExisting | Other | 18.25 | 74459 | CT Oil | ISO New England | Northeast Utilities - Connecticut | Existing | 1968-01-01 | 2099-01-01 | Torrington | CT | Litchfield
1488 | Franklin FallsHydroExisting | Hydro | 2.55 | 616966 | Hydro Run-of-River | NYISO | NYISO - Mohawk Valley Zone (E) | Existing | 1911-01-01 | 2099-01-01 | Not Given | NY | Franklin
1489 | Franklin Heating StationCTCancelled | CT | 16.18 | 74460 | Inactive | MISO West Region | Southern Minnesota Municipal Power Agency | Cancelled | 1982-01-01 | 2099-01-01 | Rochester | MN | Olmsted
1490 | Franklin Industrial ComplexHydroCancelled | Hydro | 1.94 | 74461 | Inactive | ISO New England | Northeast Utilities - New Hampshire | Cancelled | 1985-12-01 | 2099-01-01 | Franklin | NH | Merrimack
1491 | FraserOtherExisting | Other | 38.5 | 609122 | ST Other | Eastern Canada | NB Power | Existing | 1996-12-01 | 2099-01-01 | Not Given | NB | Not Applicable
1492 | Frederic DieselOtherExisting | Other | 6.24 | 74463 | CT Oil | MRO US | Dairyland Power Coop. | Existing | 1948-12-01 | 2099-01-01 | Frederic | WI | Polk
1493 | Fredonia (FW&L)OtherExisting | Other | 4.94 | 74468 | CT Oil | SPP | Westar Energy | Existing | 1927-01-01 | 2099-01-01 | Fredonia | KS | Wilson
1494 | FreeburgCTCancelled | CT | 5.38 | 74470 | Inactive | MISO Central Region | AmerenIP | Cancelled | 1948-01-01 | 2099-01-01 | Freeburg | IL | St. Clair
1495 | FreeburgOtherExisting | Other | 10 | 74470 | CT Oil | MISO Central Region | AmerenIP | Existing | 1953-01-01 | 2099-01-01 | Freeburg | IL | St. Clair
1496 | Fremont 1CTExisting | CT | 42 | 74472 | CT Gas | MRO US | Omaha Public Power District | Existing | 2003-12-15 | 2099-01-01 | Dodge | NE | Dodge
1497 | Fremont Energy CenterCCUnder Construction | CC | 700 | 74474 | Combined Cycle | MISO East Region | FirstEnergy Ohio | Under Construction | 2007-06-01 | 2099-01-01 | Fremont | OH | Sandusky
1498 | French IslandCTExisting | CT | 13 | 74475 | ST Gas | MISO West Region | Northern States Power Co. | Existing | 1948-04-01 | 2099-01-01 | Lacrosse | WI | La Crosse
1499 | French IslandOtherExisting | Other | 186 | 74475 | ST Other | MISO West Region | Northern States Power Co. | Existing | 1940-10-01 | 2099-01-01 | Lacrosse | WI | La Crosse
1500 | French Landing DamHydroCancelled | Hydro | 1.66 | 74476 | Inactive | MISO East Region | Detroit Edison Co. | Cancelled | 1988-12-01 | 2099-01-01 | Belleville | MI | Wayne
1501 | French Paper Co. - HydroHydroCancelled | Hydro | 1.3 | 74478 | Inactive | PJM | AEP I&M | Cancelled | 1938-01-01 | 2099-01-01 | Niles | MI | Berrien
1502 | Front Street (CMLP)CTCancelled | CT | 8.25 | 74488 | Inactive | ISO New England | National Grid - WCMA | Cancelled | 1978-01-01 | 2099-01-01 | Chicopee | MA | Hampden
1503 | Fulton (AEC)CTExisting | CT | 163 | 74494 | CT Gas | SPP | AEP West - SPP | Existing | 2001-05-26 | 2099-01-01 | Fulton | AR | Hempstead
1504 | Fulton (FULT)CTExisting | CT | 29 | 74492 | CT Gas | MISO Central Region | AmerenUE | Existing | 1972-08-01 | 2099-01-01 | Fulton | MO | Callaway
1505 | Fulton Cogeneration Assoc.CTExisting | CT | 50 | 74495 | CT Gas | NYISO | NYISO - Central Zone (C) | Existing | 1991-02-01 | 2099-01-01 | Fulton | NY | Oswego
1506 | G. McNeilus WindWindExisting | Wind | 35 | 593963 | Wind | MISO West Region | Northern States Power Co. | Existing | 2003-10-01 | 2099-01-01 | Not Given | MN | Dodge
1507 | G.E. TurnerCTCancelled | CT | 354 | 2347 | Cancelled | Florida | Progress Energy Florida Inc. | Cancelled | 2003-11-01 | 2099-01-01 | Enterprise | FL | Volusia
1508 | G.E. TurnerOtherExisting | Other | 200 | 2347 | CT Oil | Florida | Progress Energy Florida Inc. | Existing | 1970-10-01 | 2099-01-01 | Enterprise | FL | Volusia
1509 | G.W. IveyCTExisting | CT | 52.4 | 74505 | CT Gas | Florida | Florida Municipal Power Agency | Existing | 1954-01-01 | 2099-01-01 | Homestead | FL | Dade
1510 | G.W. RaynerHydroExisting | Hydro | 46.54 | 609469 | Hydro Storage | IESO | IESO (Ontario) | Existing | 1950-07-04 | 2099-01-01 | Thessalon | ON | Not Applicable
1511 | GadsdenCoalExisting | Coal | 130 | 2242 | ST Coal | SERC | Southern Company | Existing | 1949-04-01 | 2099-01-01 | Gadsden | AL | Etowah
1512 | Galetta GSHydroCancelled | Hydro | 1.55 | 656797 | Inactive | IESO | IESO (Ontario) | Cancelled | 1999-06-01 | 2099-01-01 | Almonte | ON | Not Applicable
1513 | Galion (Amp)OtherExisting | Other | 6 | 74527 | CT Oil | MISO East Region | FirstEnergy Ohio | Existing | 2000-04-01 | 2099-01-01 | Not Given | OH | Not Applicable
1514 | GalionCTExisting | CT | 40 | 74526 | CT Gas | MISO East Region | FirstEnergy Ohio | Existing | 2001-07-15 | 2099-01-01 | Galion | OH | Crawford
1515 | GallagherCoalExisting | Coal | 560 | 2423 | ST Coal | MISO Central Region | Duke (Cinergy) | Existing | 1959-06-01 | 2099-01-01 | New Albany | IN | Floyd
1516 | Gallatin (GALLA)OtherExisting | Other | 6.3 | 74528 | CT Oil | TVA | Associated Electric Coop, Inc. | Existing | 1939-01-01 | 2099-01-01 | Gallatin | MO | Daviess
1517 | Gallatin (TVA)CoalExisting | Coal | 988 | 1576 | ST Coal | TVA | Tennessee Valley Authority | Existing | 1956-11-01 | 2099-01-01 | Gallatin | TN | Sumner
1518 | Gallatin (TVA)CTExisting | CT | 712 | 1576 | CT Gas | TVA | Tennessee Valley Authority | Existing | 1975-07-01 | 2099-01-01 | Gallatin | TN | Sumner
1519 | GannonCoalCancelled | Coal | 1784 | 2355 | Retired | Florida | Tampa Electric Co. | Cancelled | 1957-09-01 | 2004-01-15 | Tampa | FL | Hillsborough
1520 | GannonCTCancelled | CT | 17 | 2355 | Retired | Florida | Tampa Electric Co. | Cancelled | 1969-03-01 | 2001-07-01 | Tampa | FL | Hillsborough
1521 | GanttHydroCancelled | Hydro | 3.05 | 74532 | Inactive | SERC | Alabama Electric Coop, Inc. | Cancelled | 1985-02-01 | 2099-01-01 | Andalusia | AL | Covington
1522 | Garden City (SUNC)CTExisting | CT | 211 | 2458 | ST Gas | SPP | Sunflower Electric Power Corp., Inc. | Existing | 1973-03-01 | 2099-01-01 | Garden City | KS | Finney
1523 | GARDEN CITY 3CTExisting | CT | 10 | 2458 | ST Gas | SPP | Sunflower Electric Power Corp., Inc. | Existing | 1999-01-01 | 2099-01-01 | Garden City | KS | Finney
1524 | Gardiner (CONHYD)HydroCancelled | Hydro | 1.2 | 74536 | Inactive | ISO New England | Central Maine Power Co. | Cancelled | 1985-06-01 | 2099-01-01 | Gardiner | ME | Kennebec
1525 | Gardner (KCPL)OtherExisting | Other | 31 | 74537 | CT Oil | SPP | Kansas City Power & Light Co. | Existing | 1990-05-01 | 2099-01-01 | Gardner | KS | Johnson
1526 | Gardners FallsHydroExisting | Hydro | 3.7 | 74538 | Hydro Run-of-River | ISO New England | Northeast Utilities - WCMA | Existing | 1925-01-01 | 2099-01-01 | Buckland | MA | Franklin
1527 | GarnettCTCancelled | CT | 10.61 | 74541 | Inactive | SPP | Kansas City Power & Light Co. | Cancelled | 1948-01-01 | 2099-01-01 | Garnett | KS | Anderson
1528 | GarrisonHydroExisting | Hydro | 497 | 74542 | Hydro Storage | MRO US | WAPA Billings East (UM-East) DAKOTAS | Existing | 1956-01-01 | 2099-01-01 | Riverdale | ND | Mercer
1529 | Gartshore FallsHydroExisting | Hydro | 23 | 609436 | Hydro Run-of-River | IESO | IESO (Ontario) | Existing | 1958-01-01 | 2099-01-01 | Not Given | ON | Not Applicable
1530 | Garvins FallsHydroExisting | Hydro | 12.1 | 74543 | Hydro Run-of-River | ISO New England | Northeast Utilities - New Hampshire | Existing | 1981-12-01 | 2099-01-01 | Concord | NH | Merrimack
1531 | Gary Landfill ProjectCTCancelled | CT | 1.5 | #N/A | Cancelled | MISO East Region | Northern Indiana Public Service Co. | Cancelled | 2002-07-08 | 2099-01-01 | Gary | IN | Lake
1532 | Gas Turbine - LARNEDCTCancelled | CT | 1 | #N/A | Inactive | SPP | Westar Energy | Cancelled | 1955-01-01 | 2099-01-01 | Larned | KS | Pawnee
1533 | Gascoyne GenerationCoalFuture | Coal | 175 | 588033 | Inactive | MISO West Region | Montana Dakota Utilities Co. | Future | 2010-05-01 | 2099-12-01 | Gascoyne | ND | Bowman
1534 | Gaston (ALAP)CoalExisting | Coal | 1874.919 | 2245 | ST Coal | SERC | Southern Company | Existing | 1960-05-01 | 2099-01-01 | Wilsonville | AL | Shelby
1535 | Gaston (ALAP)OtherExisting | Other | 19.99 | 2245 | CT Oil | SERC | Southern Company | Existing | 1970-06-01 | 2099-01-01 | Wilsonville | AL | Shelby
1536 | Gaston (VIEP)HydroExisting | Hydro | 225 | 74547 | Hydro Storage | PJM | Dominion | Existing | 1963-02-01 | 2099-01-01 | Not Given | NC | Halifax
1537 | Gaston ShoalsHydroExisting | Hydro | 4.7 | 74548 | Hydro Run-of-River | SERC | Duke Energy Corp. | Existing | 1923-01-01 | 2099-01-01 | Blacksburg | SC | Cherokee
1538 | Gauley RiverHydroExisting | Hydro | 80 | 626357 | Hydro Run-of-River | PJM | AEP Appalachian | Existing | 2000-11-30 | 2099-01-01 | Summersville | WV | Nicholas
1539 | GavinCoalExisting | Coal | 2600 | 1830 | ST Coal | PJM | AEP Ohio | Existing | 1974-10-01 | 2099-01-01 | Cheshire | OH | Gallia
1540 | Gavins PointHydroExisting | Hydro | 113 | 74553 | Hydro Storage | MRO US | WAPA Billings East (UM-East) NEBRASKA & IOWA | Existing | 1956-09-01 | 2099-01-01 | Yankton | SD | Yankton
1541 | Gaylord [WPSC]CTExisting | CT | 75 | 74556 | CT Gas | MISO East Region | Wolverine Power Supply Coop, Inc. | Existing | 2001-06-01 | 2099-01-01 | Gaylord | MI | Otsego
1542 | GaylordCTExisting | CT | 85 | 74557 | CT Gas | MISO East Region | Consumers Energy Co. | Existing | 1968-04-01 | 2099-01-01 | Gaylord | MI | Otsego
1543 | GE Co. Aircraft EnginesCCExisting | CC | 56.78 | 74506 | Combined Cycle | ISO New England | National Grid - NEMA | Existing | 1972-01-01 | 2099-01-01 | Lynn | MA | Essex
1544 | GeismarCTExisting | CT | 80 | 1888 | CT Gas | Entergy | Entergy South | Existing | 2002-08-01 | 2099-01-01 | Geismar | LA | Ascension
1545 | General Electric Co.CTCancelled | CT | 4.48 | 74566 | Inactive | MISO East Region | FirstEnergy Ohio | Cancelled | 1984-06-01 | 2099-01-01 | Grove City | PA | Mercer
1546 | General Mills - West ChicagoCTCancelled | CT | 6.56 | 74570 | Inactive | PJM | Commonwealth Edison Co. | Cancelled | 1994-04-01 | 2099-01-01 | West Chicago | IL | Du Page
1547 | Genesee Power StationOtherExisting | Other | 35 | 74573 | ST Other | MISO East Region | Consumers Energy Co. | Existing | 1996-02-01 | 2099-01-01 | Flint | MI | Genesee
1548 | GeneseoCTCancelled | CT | 3.9 | 74574 | Inactive | MRO US | MidAmerican Energy Co. | Cancelled | 1998-05-01 | 2099-01-01 | Geneseo | IL | Henry
1549 | GeneseoCTExisting | CT | 22.7 | 74574 | CT Gas | MRO US | MidAmerican Energy Co. | Existing | 1967-10-01 | 2099-01-01 | Geneseo | IL | Henry
1550 | Geneva Electric Generation FacilityCTCancelled | CT | 30 | 587767 | Inactive | MISO West Region | We Energies | Cancelled | 2005-01-15 | 2099-01-01 | Geneva | IL | Kane
1551 | GenoaCoalCancelled | Coal | 372 | 1684 | Inactive | MRO US | Dairyland Power Coop. | Cancelled | 1969-06-01 | 2000-01-01 | Genoa | WI | Vernon
1552 | GenoaCoalExisting | Coal | 372 | 1684 | ST Coal | MRO US | Dairyland Power Coop. | Existing | 1969-06-01 | 2099-01-01 | Genoa | WI | Vernon
1553 | GenPower KelleyCCCancelled | CC | 1086 | 74562 | Cancelled | SERC | Southern Company | Cancelled | 2005-03-01 | 2099-01-01 | Birmingham | AL | Walker
1554 | GenPower RinkinCCCancelled | CC | 529 | 74563 | Indefinitely Postponed | SERC | Southern Company | Cancelled | 2050-01-01 | 2099-01-01 | Rincon | GA | Effingham
1555 | Gentilly 2NuclearExisting | Nuclear | 675 | 608633 | Nuclear | Eastern Canada | Hydro-Quebec | Existing | 1983-10-01 | 2099-01-01 | Not Given | PQ | Not Applicable
1556 | GentlemanCoalCancelled | Coal | 1438 | 1724 | Inactive | MRO US | Nebraska Public Power District | Cancelled | 1979-04-01 | 2000-01-01 | Sutherland | NE | Lincoln
1557 | GentlemanCoalExisting | Coal | 1438 | 1724 | ST Coal | MRO US | Nebraska Public Power District | Existing | 1979-04-01 | 2099-01-01 | Sutherland | NE | Lincoln
1558 | George JohnsonCTCancelled | CT | 35.7 | 74579 | Inactive | MISO East Region | Wolverine Power Supply Coop, Inc. | Cancelled | 1947-01-01 | 2099-01-01 | Hersey | MI | Osceola
1559 | George JohnsonCTExisting | CT | 60 | 74579 | CT Gas | MISO East Region | Wolverine Power Supply Coop, Inc. | Existing | 2000-06-01 | 2099-01-01 | Hersey | MI | Osceola
1560 | George Neal NorthCoalCancelled | Coal | 515 | 2437 | Inactive | MRO US | MidAmerican Energy Co. | Cancelled | 1975-12-01 | 2000-01-01 | Sioux City | IA | Woodbury
1561 | George Neal NorthCoalExisting | Coal | 950 | 2437 | ST Coal | MRO US | MidAmerican Energy Co. | Existing | 1964-05-01 | 2099-01-01 | Sioux City | IA | Woodbury
1562 | George Neal SouthCoalCancelled | Coal | 630.355 | 76102 | Inactive | MRO US | MidAmerican Energy Co. | Cancelled | 1979-07-01 | 2000-01-01 | Sioux City | IA | Woodbury
1563 | George Neal SouthCoalExisting | Coal | 630.355 | 76102 | ST Coal | MRO US | MidAmerican Energy Co. | Existing | 1979-07-01 | 2099-01-01 | Sioux City | IA | Woodbury
1564 | GeorgetownCTExisting | CT | 356 | 74581 | CT Gas | MISO Central Region | Indianapolis Power & Light Co. | Existing | 2000-06-01 | 2099-01-01 | Not Given | IN | Marion
1565 | Georgia Energy ProjectCCCancelled | CC | 130 | #N/A | Cancelled | SERC | Southern Company | Cancelled | 2004-06-01 | 2099-01-01 | Not Given | GA | Thomas
1566 | Georgia Gulf Corp. Plaquemine DivisionCTCancelled | CT | 306 | 2106 | Inactive | Entergy | Entergy South | Cancelled | 1997-05-01 | 2099-01-01 | Plaquemine | LA | Iberville
1567 | Georgia Gulf Corp. Plaquemine DivisionCTExisting | CT | 270 | 2106 | CT Gas | Entergy | NRG Louisiana Generating LLC | Existing | 1997-05-01 | 2099-01-01 | Plaquemine | LA | Iberville
1568 | Georgian BayHydroExisting | Hydro | 30 | 609672 | Hydro Storage | IESO | IESO (Ontario) | Existing | 1988-01-01 | 2099-01-01 | Not Given | ON | Not Applicable
1569 | Gerald AndrusCTExisting | CT | 741 | 1821 | ST Gas | Entergy | Eastern Entergy | Existing | 1975-01-01 | 2099-01-01 | Greenville | MS | Washington
1570 | GermanCCExisting | CC | 640 | 74339 | Combined Cycle | PJM | Allegheny Energy, Inc. | Existing | 2003-05-26 | 2099-01-01 | Not Given | PA | Fayette
1571 | GermantownCTExisting | CT | 93 | 74588 | CT Gas | MISO West Region | We Energies | Existing | 2000-05-01 | 2099-01-01 | Germantown | WI | Washington
1572 | GermantownOtherExisting | Other | 252 | 74588 | CT Oil | MISO West Region | We Energies | Existing | 1978-07-01 | 2099-01-01 | Germantown | WI | Washington
1573 | GF Weaton Power StationCoalExisting | Coal | 120 | 1952 | ST Coal | PJM | Duquesne Light Co. | Existing | 1958-08-01 | 2099-01-01 | Monaca | PA | Beaver
1574 | GhentCoalExisting | Coal | 1946.063 | 2461 | ST Coal | TVA | E.ON U.S. (LG&E) | Existing | 1974-02-01 | 2099-01-01 | Ghent | KY | Carroll
1575 | GibsonCoalExisting | Coal | 3157 | 1738 | ST Coal | MISO Central Region | Duke (Cinergy) | Existing | 1976-05-01 | 2099-01-01 | Owensville | IN | Gibson
1576 | GibsonCTExisting | CT | 270 | 74591 | CT Gas | MISO Central Region | AmerenUE | Existing | 2000-06-30 | 2099-01-01 | Owensville | IN | Gibson
1577 | GilbertCCExisting | CC | 384 | 1427 | Combined Cycle | PJM | Jersey Central Power & Light | Existing | 1977-05-01 | 2099-01-01 | Milford | NJ | Hunterdon
1578 | Gilberton Coal to Clean FuelsIGCCPlanned | IGCC | 131 | 879383 | IGCC | PJM | PPL Electric Utilities Corp. | Planned | 2008-06-01 | 2099-12-01 | Gilberton | PA | Schuylkill
1579 | GilbertOtherExisting | Other | 307.4 | 1427 | CT Oil | PJM | Jersey Central Power & Light | Existing | 1970-07-01 | 2099-12-01 | Milford | NJ | Hunterdon
1580 | GillumCTCancelled | CT | 3.6 | 74596 | Inactive | MISO Central Region | AmerenCIPS | Cancelled | 2000-04-01 | 2099-01-01 | Gillum | IL | Mclean
1581 | GinnaNuclearExisting | Nuclear | 485 | 74600 | Nuclear | NYISO | NYISO - Genesee Zone (B) | Existing | 1970-07-01 | 2029-09-01 | Ontario | NY | Wayne
1582 | GirardCTExisting | CT | 9.81 | 74601 | CT Gas | SPP | Westar Energy | Existing | 1955-01-01 | 2099-01-01 | Girard | KS | Crawford
1583 | GirvinCTCancelled | CT | 3 | 74602 | Inactive | Florida | Jacksonville Electric Authority | Cancelled | 1997-07-01 | 2099-01-01 | Not Given | FL | Duval
1584 | GisborneHydroExisting | Hydro | 3.5 | 609280 | Hydro Run-of-River | Eastern Canada | Nova Scotia Power Corp. | Existing | 1982-01-01 | 2099-01-01 | Not Given | NS | Not Applicable
1585 | Gitzler FallsHydroCancelled | Hydro | 1.13 | 656822 | Inactive | IESO | IESO (Ontario) | Cancelled | 1988-01-01 | 2099-01-01 | Trout Creek | ON | Not Applicable
1586 | Gladstone - UPPOtherExisting | Other | 27 | 74605 | CT Oil | MISO West Region | We Energies | Existing | 1975-11-01 | 2099-01-01 | Gladstone | MI | Delta
1587 | GleasonCTExisting | CT | 509 | 2192 | CT Gas | TVA | Tennessee Valley Authority | Existing | 2000-06-01 | 2099-01-01 | Gleason | TN | Weakley
1588 | Glen GardnerCTExisting | CT | 208 | 1836 | CT Gas | PJM | Jersey Central Power & Light | Existing | 1971-06-01 | 2099-12-01 | Glen Gardner | NJ | Hunterdon
1589 | Glen LynCoalExisting | Coal | 335 | 1650 | ST Coal | PJM | AEP Appalachian | Existing | 1944-06-01 | 2099-01-01 | Glen Lyn | VA | Giles
1590 | Glen Park Hydroelectric ProjectHydroExisting | Hydro | 32.66 | 74609 | Hydro Run-of-River | NYISO | NYISO - Mohawk Valley Zone (E) | Existing | 1986-12-01 | 2099-01-01 | Watertown | NY | Jefferson
1591 | GlencoeCTExisting | CT | 17 | 74611 | CT Gas | MISO West Region | Northern States Power Co. | Existing | 1961-10-01 | 2099-01-01 | Glencoe | MN | Mcleod
1592 | GlencoeOtherExisting | Other | 6 | 74611 | CT Oil | MISO West Region | Northern States Power Co. | Existing | 1985-10-01 | 2099-01-01 | Glencoe | MN | Mcleod
1593 | Glendale HydroHydroCancelled | Hydro | 1 | 616953 | Inactive | ISO New England | Massachusetts Municipal Wholesale - NEMA | Cancelled | 1989-12-01 | 2099-01-01 | Not Given | MA | Not Applicable
1594 | GlendiveCTExisting | CT | 75 | 74614 | CT Gas | MISO West Region | Montana Dakota Utilities Co. | Existing | 1979-06-01 | 2099-01-01 | Glendive | MT | Dawson
1595 | GlenHydroExisting | Hydro | 2 | 74606 | Hydro Run-of-River | ISO New England | Central Vermont Public Service Corp. | Existing | 1920-01-01 | 2099-01-01 | Rutland | VT | Rutland
1596 | GlenmoreWindCancelled | Wind | 1.2 | 74616 | Inactive | MISO West Region | Wisconsin Public Service Corp. | Cancelled | 1998-02-01 | 2099-01-01 | Green Bay | WI | Brown
1597 | GlenrockCCCancelled | CC | 200 | #N/A | Indefinitely Postponed | MISO West Region | Montana Dakota Utilities Co. | Cancelled | 2050-01-01 | 2099-01-01 | Sheridan | WY | Sheridan
1598 | GlenvilleCCCancelled | CC | 520 | 74619 | Cancelled | NYISO | NYISO - Capital Zone (F) | Cancelled | 2005-06-01 | 2099-01-01 | Glenville | NY | Schenectady
1599 | Glenwood (ERIEBOUL)HydroExisting | Hydro | 1.5 | 74621 | Hydro Run-of-River | NYISO | NYISO - West Zone (A) | Existing | 1950-01-01 | 2099-01-01 | Medina | NY | Orleans
1600 | GlenwoodCTExisting | CT | 298 | 1455 | ST Gas | NYISO | NYISO - Long Island (K) | Existing | 1952-12-01 | 2099-01-01 | Glenwood Landing | NY | Nassau
1601 | GlenwoodOtherExisting | Other | 157 | 1455 | CT Oil | NYISO | NYISO - Long Island (K) | Existing | 1967-04-01 | 2099-01-01 | Glenwood Landing | NY | Nassau
1602 | Globe Manufacturing Co.CTCancelled | CT | 1.6 | 74627 | Retired | ISO New England | National Grid - SEMA | Cancelled | 1991-01-01 | 1999-11-01 | Fall River | MA | Bristol
1603 | GloucesterCTCancelled | CT | 26.5 | 74628 | Inactive | ISO New England | National Grid - WCMA | Cancelled | 1967-11-01 | 2099-01-01 | Gloucester | MA | Essex
1604 | GlynnCCCancelled | CC | 620 | #N/A | Cancelled | SERC | Southern Company | Cancelled | 2050-06-01 | 2099-01-01 | Not Given | GA | Glynn
1605 | GMPC Small HydrosHydroCancelled | Hydro | 3.21 | #N/A | Inactive | ISO New England | Green Mountain Power Corp. | Cancelled | 1988-01-01 | 2099-01-01 | Rockingham | VT
1606 | Goat RockHydroExisting | Hydro | 27.72 | 74632 | Hydro Run-of-River | SERC | Southern Company | Existing | 1956-02-01 | 2099-01-01 | Not Given | GA | Harris
1607 | Godwin Drive PlantCTCancelled | CT | 6.2 | 74634 | Inactive | PJM | Dominion | Cancelled | 1992-11-01 | 2099-01-01 | Not Given | VA | Prince William
1608 | Golden TownshipWindCancelled | Wind | 5.4 | 587722 | Cancelled | MISO East Region | Consumers Energy Co. | Cancelled | 2050-01-01 | 2099-01-01 | Not Given | MI | Oceana
1609 | Goodland Energy CenterCoalUnder Construction | Coal | 26 | 74639 | ST Coal | SPP | MidWest Energy, Inc. | Under Construction | 2007-05-01 | 2099-12-01 | Goodland | KS | Sherman
1610 | GoodlandCTExisting | CT | 17.69 | 74639 | CT Gas | SPP | Sunflower Electric Power Corp., Inc. | Existing | 1966-02-01 | 2099-01-01 | Goodland | KS | Sherman
1611 | Goodwin HydroelectricHydroCancelled | Hydro | 3.29 | 74642 | Inactive | ISO New England | Northeast Utilities - Connecticut | Cancelled | 1988-01-01 | 2099-01-01 | East Hartland | CT | Hartford
1612 | Goodwins Island Wind FarmWindPlanned | Wind | 22.5 | 914356 | Wind | Eastern Canada | Nova Scotia Power Corp. | Planned | 2008-09-01 | 2099-12-01 | Barrington | NS | Not Applicable
1613 | Goodyear Lake PlantHydroCancelled | Hydro | 1.49 | 74644 | Inactive | NYISO | NYISO - Central Zone (C) | Cancelled | 1980-08-01 | 2099-01-01 | Milford | NY | Otsego
1614 | Goose Creek Energy CenterCTExisting | CT | 555 | 74647 | CT Gas | MISO Central Region | AmerenIP | Existing | 2003-01-15 | 2099-01-01 | Monticello | IL | Piatt
1615 | Gordon (DLP)CTCancelled | CT | 1.4 | 74650 | Inactive | MISO West Region | Minnesota Power, Inc. | Cancelled | 1949-01-01 | 2099-01-01 | Gordon | WI | Douglas
1616 | Gordon EvansCTExisting | CT | 844.5 | 2448 | ST Gas | SPP | Westar Energy | Existing | 1961-06-01 | 2099-01-01 | Colwich | KS | Sedgwick
1617 | Gordonsville Energy L.P.CCExisting | CC | 150.2 | 2087 | Combined Cycle | PJM | Dominion | Existing | 1994-06-01 | 2099-01-01 | Gordonsville | VA | Louisa
1618 | GorewayCCPlanned | CC | 904 | 587530 | Combined Cycle | IESO | IESO (Ontario) | Planned | 2008-07-01 | 2099-12-01 | Brampton | ON | Not Applicable
1619 | GorewayCTPlanned | CT | 508 | 587530 | CT Gas | IESO | IESO (Ontario) | Planned | 2007-07-01 | 2099-12-01 | Brampton | ON | Not Applicable
1620 | GorgasCoalExisting | Coal | 1220.93 | 2243 | ST Coal | SERC | Southern Company | Existing | 1972-10-01 | 2099-01-01 | Parrish | AL | Walker
1621 | Gorge 18HydroExisting | Hydro | 3.3 | 74654 | Hydro Run-of-River | ISO New England | Green Mountain Power Corp. | Existing | 1928-01-01 | 2099-01-01 | Burlington | VT | Chittenden
1622 | GorhamHydroCancelled | Hydro | 2.05 | 74656 | Inactive | ISO New England | Northeast Utilities - New Hampshire | Cancelled | 1923-01-01 | 2099-01-01 | Milton | NH | Coos
1623 | GosfieldWindFuture | Wind | 200 | 587912 | Cancelled | IESO | IESO (Ontario) | Future | 2007-06-01 | 2099-12-01 | Leamington | ON | Not Applicable
1624 | Gould StreetOtherCancelled | Other | 104 | 1328 | Retired | PJM | Baltimore Gas & Electric Co. | Cancelled | 1952-12-01 | 2003-11-01 | Baltimore | MD | Baltimore City
1625 | GowanusOtherExisting | Other | 724.21 | 1449 | CT Oil | NYISO | NYISO - NY City (J) | Existing | 1971-06-01 | 2099-01-01 | Brooklyn | NY | Kings
1626 | GowrieCTCancelled | CT | 1.9 | 74662 | Inactive | MISO West Region | Alliant West | Cancelled | 1959-01-01 | 2099-01-01 | Gowrie | IA | Webster
1627 | Graber Family Wind FarmWindCancelled | Wind | 2.7 | #N/A | Indefinitely Postponed | MRO US | WAPA Billings East (UM-East) DAKOTAS | Cancelled | 2050-01-01 | 2099-01-01 | Kaylor | SD | Hutchinson
1628 | GraettingerCTCancelled | CT | 1.62 | 74664 | Inactive | MRO US | WAPA Billings East (UM-East) NEBRASKA & IOWA | Cancelled | 1957-01-01 | 2099-01-01 | Graettinger | IA | Palo Alto
1629 | GraftonCTCancelled | CT | 4.16 | 74665 | Inactive | MISO West Region | Otter Tail Power Co. | Cancelled | 1937-01-01 | 2099-01-01 | Grafton | ND | Walsh
1630 | GrahamsvilleHydroExisting | Hydro | 16.8 | 74667 | Hydro Run-of-River | NYISO | NYISO - Hudson Valley Zone (G) | Existing | 1956-12-01 | 2099-01-01 | Grahamsville | NY | Sullivan
1631 | GraingerCoalExisting | Coal | 170 | 1570 | ST Coal | SERC | Santee Cooper | Existing | 1966-06-01 | 2099-01-01 | Conway | SC | Horry
1632 | GranbyHydroExisting | Hydro | 10.5 | 74668 | Hydro Run-of-River | NYISO | NYISO - Central Zone (C) | Existing | 1983-05-01 | 2099-01-01 | Not Given | NY | Oswego
1633 | Grand AvenueCTCancelled | CT | 73 | 74669 | Retired | SPP | Kansas City Power & Light Co. | Cancelled | 1929-11-01 | 2003-12-01 | Kansas City | MO | Jackson
1634 | Grand Blanc Generating StationCTExisting | CT | 4 | 74670 | CT Gas | MISO East Region | Consumers Energy Co. | Existing | 1994-08-01 | 2099-01-01 | Not Given | MI | Genesee
1635 | Grand FallsHydroExisting | Hydro | 63.6 | 609180 | Hydro Storage | Eastern Canada | NB Power | Existing | 1988-01-01 | 2099-01-01 | Not Given | NB | Not Applicable
1636 | Grand Falls-WindsorHydroExisting | Hydro | 46 | #N/A | Hydro Run-of-River | Eastern Canada | Hydro-Quebec | Existing | 1950-01-01 | 2099-12-01 | Not Given | NF | Not Applicable
1637 | Grand ForksCTCancelled | CT | 10.3 | 74673 | Inactive | MISO West Region | Otter Tail Power Co. | Cancelled | 1941-09-01 | 2099-01-01 | Grand Forks | ND | Grand Forks
1638 | Grand GulfNuclearExisting | Nuclear | 1275 | 74674 | Nuclear | Entergy | Eastern Entergy | Existing | 1985-07-01 | 2030-01-01 | Port Gibson | MS | Claiborne
1639 | Grand GulfNuclearPlanned | Nuclear | 1500 | 74674 | Nuclear | Entergy | Eastern Entergy | Planned | 2015-01-01 | 2099-01-01 | Port Gibson | MS | Claiborne
1640 | Grand JunctionCTCancelled | CT | 3.69 | 74676 | Inactive | MISO West Region | Alliant West | Cancelled | 1994-12-01 | 2099-01-01 | Grand Junction | IA | Greene
1641 | Grand LakeCoalExisting | Coal | 57 | 609201 | ST Coal | Eastern Canada | NB Power | Existing | 1963-01-01 | 2050-01-01 | Not Given | NB | Not Applicable
1642 | Grand Manan WindWindPlanned | Wind | 20 | 609159 | Wind | Eastern Canada | NB Power | Planned | 2007-10-01 | 2099-12-01 | Not Given | NB | Not Applicable
1643 | Grand MananOtherExisting | Other | 28 | 609159 | CT Oil | Eastern Canada | NB Power | Existing | 1989-01-01 | 2099-01-01 | Not Given | NB | Not Applicable
1644 | Grand MaraisOtherExisting | Other | 6 | 74677 | CT Oil | MISO West Region | Southern Minnesota Municipal Power Agency | Existing | 1969-12-01 | 2099-01-01 | Grand Marais | MN | Cook
1645 | Grand Rapids (BLAPOW)HydroCancelled | Hydro | 2.1 | 76820 | Inactive | MISO West Region | Minnesota Power, Inc. | Cancelled | 1998-01-01 | 2099-01-01 | Grand Rapids | MN | Itasca
1646 | Grand Rapids (MB)HydroExisting | Hydro | 491.5 | 608564 | Hydro Storage | MRO Canada - Manitoba | Manitoba Hydro | Existing | 1965-09-01 | 2099-01-01 | Not Given | MB | Not Applicable
1647 | Grand Rapids (WPS)HydroExisting | Hydro | 4 | 74678 | Hydro Run-of-River | MISO West Region | Wisconsin Public Service Corp. | Existing | 1923-01-01 | 2099-01-01 | Ingalls | MI | Menominee
1648 | Grand Rapids EastCTCancelled | CT | 1.1 | 75265 | Inactive | MISO East Region | Consumers Energy Co. | Cancelled | 1996-08-01 | 2099-01-01 | Grand Rapids | MI | Kent
1649 | Grand River Dam (GRDA)CoalExisting | Coal | 1010 | 2274 | ST Coal | SPP | Grand River Dam Authority | Existing | 1981-07-01 | 2099-01-01 | Chouteau | OK | Mayes
1650 | Grand TowerCCExisting | CC | 506 | 2384 | Combined Cycle | MISO Central Region | AmerenCIPS | Existing | 2001-06-29 | 2099-01-01 | Grand Tower | IL | Jackson
1651 | Grande PrairieCCCancelled | CC | 1042 | 587493 | Cancelled | PJM | Commonwealth Edison Co. | Cancelled | 2050-01-01 | 2099-01-01 | Bartlett | IL | Du Page
1652 | Grande PrairieCTCancelled | CT | 484 | 587493 | Cancelled | PJM | Commonwealth Edison Co. | Cancelled | 2050-01-01 | 2099-01-01 | Bartlett | IL | Du Page
1653 | Grandfather FallsHydroExisting | Hydro | 17 | 74679 | Hydro Run-of-River | MISO West Region | Wisconsin Public Service Corp. | Existing | 1938-01-01 | 2099-01-01 | Not Given | WI | Lincoln
1654 | Grand-MereHydroCancelled | Hydro | 152.13 | 588016 | Retired | Eastern Canada | Hydro-Quebec | Cancelled | 1984-05-01 | 2099-01-01 | Not Given | PQ | Not Applicable
1655 | Grand-MereHydroExisting | Hydro | 219 | 588016 | Hydro Run-of-River | Eastern Canada | Hydro-Quebec | Existing | 2004-12-17 | 2099-01-01 | Not Given | PQ | Not Applicable
1656 | GrandmotherHydroCancelled | Hydro | 3 | #N/A | Inactive | MISO West Region | Wisconsin Public Service Corp. | Cancelled | 1924-01-01 | 2099-01-01 | Not Given | WI | Lincoln
1657 | Grandview CogenerationCTExisting | CT | 90 | #N/A | CT Gas | Eastern Canada | NB Power | Existing | 2004-12-31 | 2099-12-01 | Saint John | NB | Not Applicable
1658 | Granger Electric Generating Station ICTCancelled | CT | 3.04 | 74681 | Inactive | MISO East Region | Lansing Board of Water & Light | Cancelled | 1993-01-22 | 2099-01-01 | Lansing | MI | Ingham
1659 | Granger Electric Generating Station IICTExisting | CT | 4 | 74682 | CT Gas | MISO East Region | Consumers Energy Co. | Existing | 1991-04-10 | 2099-01-01 | Grand Ledge | MI | Eaton
1660 | Granite CanalHydroExisting | Hydro | 40 | #N/A | Hydro Storage | Eastern Canada | Hydro-Quebec | Existing | 2003-06-01 | 2099-01-01 | Not Given | NF | Not Applicable
1661 | Granite CityCTExisting | CT | 76 | 74684 | CT Gas | MISO West Region | Northern States Power Co. | Existing | 1969-06-01 | 2099-01-01 | Saint Cloud | MN | Stearns
1662 | Granite FallsHydroExisting | Hydro | 6 | 74685 | Hydro Run-of-River | MISO West Region | Northern States Power Co. | Existing | 1986-06-01 | 2099-01-01 | Watson | MN | Chippewa
1663 | Graniteville Co. IHydroCancelled | Hydro | 1.2 | 74689 | Inactive | SERC | Southern Company | Cancelled | 1921-01-01 | 2099-01-01 | Augusta | GA | Richmond
1664 | Graniteville Co. II [avondale mills incHydroCancelled | Hydro | 1.98 | 74689 | Inactive | SERC | Southern Company | Cancelled | 1946-01-01 | 2099-01-01 | Augusta | GA | Richmond
1665 | Grant Town Facility (American Bituminous)CoalExisting | Coal | 95.72 | 74690 | ST Coal | PJM | Allegheny Energy, Inc. | Existing | 1992-12-31 | 2099-01-01 | Grant Town | WV | Marion
1666 | Grantsburg DieselCTCancelled | CT | 4.5 | 74691 | Inactive | MISO West Region | Northern States Power Co. | Cancelled | 1968-11-01 | 2099-01-01 | Grantsburg | WI | Burnett
1667 | GratiotCTCancelled | CT | 600 | 587795 | Cancelled | MISO East Region | Consumers Energy Co. | Cancelled | 2050-01-01 | 2099-01-01 | North Star | MI | Gratiot
1668 | Gravel NeckCTExisting | CT | 368 | 74693 | CT Gas | PJM | Dominion | Existing | 1989-10-01 | 2099-01-01 | Surry | VA | Surry
1669 | Gravel NeckOtherExisting | Other | 45 | 74693 | CT Oil | PJM | Dominion | Existing | 1970-08-01 | 2099-01-01 | Surry | VA | Surry
1670 | Gray CountyWindExisting | Wind | 110 | 74694 | Wind | SPP | WestPlains Energy (KS) | Existing | 2001-12-17 | 2099-01-01 | Montezuma | KS | Gray
1671 | Grayling Generating StationOtherExisting | Other | 36 | 74695 | ST Other | MISO East Region | Consumers Energy Co. | Existing | 1992-08-01 | 2099-01-01 | Grayling | MI | Crawford
1672 | Grays Ferry Cogeneration PartnershipCCExisting | CC | 150 | 2083 | Combined Cycle | PJM | PECO Energy Co. | Existing | 1998-01-01 | 2099-01-01 | Philadelphia | PA | Philadelphia
1673 | Great Bend - MIDWCTCancelled | CT | 10 | 74699 | Inactive | SPP | MidWest Energy, Inc. | Cancelled | 1949-01-01 | 2099-01-01 | Great Bend | KS | Barton
1674 | Great Falls (DUPC)HydroExisting | Hydro | 24 | 74701 | Hydro Storage | SERC | Duke Energy Corp. | Existing | 1907-04-01 | 2099-01-01 | Great Falls | SC | Chester
1675 | Great Falls (LYNDON)HydroCancelled | Hydro | 1.7 | 74703 | Inactive | ISO New England | Green Mountain Power Corp. | Cancelled | 1979-02-01 | 2099-01-01 | Not Given | VT | Caledonia
1676 | Great Falls (MB)HydroExisting | Hydro | 131.5 | 608557 | Hydro Run-of-River | MRO Canada - Manitoba | Manitoba Hydro | Existing | 1927-01-01 | 2099-01-01 | Not Given | MB | Not Applicable
1677 | Great Falls (TVA)HydroExisting | Hydro | 37 | 74702 | Hydro Storage | TVA | Tennessee Valley Authority | Existing | 1924-10-01 | 2099-01-01 | Not Given | TN | Warren
1678 | Great Falls Hydroelectric ProjHydroExisting | Hydro | 10.8 | 74704 | Hydro Run-of-River | PJM | Public Service Electric & Gas Co. | Existing | 1986-01-01 | 2099-01-01 | Paterson | NJ | Passaic
1679 | Great Falls LowerHydroCancelled | Hydro | 1.29 | 629790 | Inactive | ISO New England | Northeast Utilities - New Hampshire | Cancelled | 1984-01-01 | 2099-01-01 | Somersworth | NH | Strafford
1680 | Great Falls UpperHydroCancelled | Hydro | 2.1 | 74705 | Inactive | ISO New England | Northeast Utilities - New Hampshire | Cancelled | 1984-01-01 | 2099-01-01 | Somersworth | NH | Strafford
1681 | Greater Des Moines Energy CenterCCExisting | CC | 540 | 74708 | Combined Cycle | MRO US | MidAmerican Energy Co. | Existing | 2004-12-17 | 2099-01-01 | Des Moines | IA | Polk
1682 | Greater Des Moines Energy CenterCTCancelled | CT | 340 | 74708 | Retired | MRO US | MidAmerican Energy Co. | Cancelled | 2003-06-01 | 2004-12-17 | Des Moines | IA | Polk
1683 | Greater Detroit Resource RecovOtherExisting | Other | 50 | 74709 | ST Oil | MISO East Region | Detroit Edison Co. | Existing | 1988-12-01 | 2099-01-01 | Detroit | MI | Wayne
1684 | Green Bay DivisionCTCancelled | CT | 12 | #N/A | Retired | MISO West Region | Wisconsin Public Service Corp. | Cancelled | 1988-01-01 | 2001-01-01 | Green Bay | WI | Brown
1685 | Green Bay MillCoalCancelled | Coal | 135.8 | 1893 | Cancelled | MISO West Region | Wisconsin Public Service Corp. | Cancelled | 1969-01-01 | 2099-01-01 | Green Bay | WI | Brown
1686 | Green Country Energy ProjectCCExisting | CC | 800 | 2143 | Combined Cycle | SPP | AEP West - SPP | Existing | 2002-02-10 | 2099-01-01 | Jenks | OK | Tulsa
1687 | Green Field Wind FarmWindFuture | Wind | 80 | 606440 | Wind | MISO West Region | We Energies | Future | 2008-06-01 | 2099-12-01 | Marshfield | WI | Fond Du Lac
1688 | Green IslandHydroCancelled | Hydro | 5.4 | 74711 | Inactive | NYISO | NYISO - Capital Zone (F) | Cancelled | 1971-01-01 | 2099-01-01 | Not Given | NY | Albany
1689 | Green Knight Energy CenterCTExisting | CT | 9.5 | 74712 | CT Gas | PJM | Jersey Central Power & Light | Existing | 2001-02-01 | 2099-01-01 | Not Given | PA | Northampton
1690 | Green Mountain Wind FarmWindExisting | Wind | 10 | 74715 | Wind | PJM | Pennsylvania Electric | Existing | 2000-05-20 | 2099-01-01 | Not Given | PA | Somerset
1691 | Green River (KUC)CoalCancelled | Coal | 59 | 2462 | Retired | TVA | E.ON U.S. (LG&E) | Cancelled | 1950-03-01 | 2004-01-01 | Central City | KY | Muhlenberg
1692 | Green River (KUC)CoalExisting | Coal | 173 | 2462 | ST Coal | TVA | E.ON U.S. (LG&E) | Existing | 1954-04-01 | 2099-01-01 | Central City | KY | Muhlenberg
1693 | GreenCoalExisting | Coal | 454 | 1775 | ST Coal | TVA | Big Rivers Electric Corp. | Existing | 1979-12-01 | 2099-01-01 | Robards | KY | Webster
1694 | Greene County (ALAP)CoalExisting | Coal | 509 | 2244 | ST Coal | SERC | Southern Company | Existing | 1965-06-01 | 2099-01-01 | Demopolis | AL | Greene
1695 | Greene County (ALAP)CTExisting | CT | 863.19 | 2244 | CT Gas | SERC | Southern Company | Existing | 1995-05-01 | 2099-01-01 | Demopolis | AL | Greene
1696 | Greene Energy ProjectCoalFuture | Coal | 525 | 587798 | ST Coal | PJM | Allegheny Energy, Inc. | Future | 2009-01-01 | 2099-12-01 | Nemacolin | PA | Greene
1697 | Greene Valley Gas RecoveryCTCancelled | CT | 9 | 74722 | Inactive | PJM | Commonwealth Edison Co. | Cancelled | 1998-01-01 | 2099-01-01 | Naperville | IL | Du Page
1698 | Greenfield (GFMU)CTCancelled | CT | 5.6 | 74723 | Inactive | MRO US | MidAmerican Energy Co. | Cancelled | 1952-01-01 | 2099-01-01 | Greenfield | IA | Adair
1699 | Greenfield Energy CentreCCPlanned | CC | 1005 | 748361 | Combined Cycle | IESO | IESO (Ontario) | Planned | 2007-12-31 | 2099-12-01 | Not Given | ON | Not Applicable
1700 | GreenpointCTPlanned | CT | 1100 | 587599 | CT Gas | NYISO | NYISO - NY City (J) | Planned | 2008-01-01 | 2099-01-01 | Brooklyn | NY | Kings
1701 | Greenport Energy CenterOtherExisting | Other | 54 | 74626 | CT Oil | NYISO | NYISO - Long Island (K) | Existing | 2003-07-02 | 2099-12-01 | Greenport | NY | Suffolk
1702 | GreenportCTCancelled | CT | 8.5 | 74725 | Inactive | NYISO | NYISO - Long Island (K) | Cancelled | 1957-01-01 | 2099-01-01 | Greenport | NY | Suffolk
1703 | Greensboro Lumber Co.CTCancelled | CT | 7.5 | #N/A | Inactive | SERC | Southern Company | Cancelled | 1978-01-01 | 2099-01-01 | Greensboro | GA | Greene
1704 | GreensburgCTCancelled | CT | 7.35 | 74726 | Inactive | SPP | Aquila MISSOURI | Cancelled | 1956-01-01 | 2099-01-01 | Greensburg | KS | Kiowa
1705 | Greenup HydroHydroExisting | Hydro | 70.2 | 74727 | Hydro Storage | TVA | East Kentucky Power Coop, Inc. | Existing | 1982-12-01 | 2099-01-01 | Not Given | OH | Scioto
1706 | Greenville Electric Generating StationCTExisting | CT | 200 | 2180 | CT Gas | PJM | Dayton Power & Light Co. | Existing | 2000-07-01 | 2099-01-01 | Greenville | OH | Darke
1707 | Greenville GeneratingCTCancelled | CT | 900 | 74728 | Cancelled | SERC | Duke Energy Corp. | Cancelled | 2004-06-01 | 2099-01-01 | Not Given | SC | Greenville
1708 | Greenville Steam Co.OtherExisting | Other | 15.6 | 74729 | ST Other | ISO New England | Central Maine Power Co. | Existing | 1987-03-01 | 2099-01-01 | Greenville | ME | Piscataquis
1709 | Greenwood Energy CenterCTExisting | CT | 255.8 | 74730 | CT Gas | SPP | Aquila MISSOURI | Existing | 1975-06-01 | 2099-01-01 | Greenwood | MO | Jackson
1710 | GreenwoodCTExisting | CT | 279 | 1711 | CT Gas | MISO East Region | Detroit Edison Co. | Existing | 1999-06-01 | 2099-01-01 | Avoca | MI | St. Clair
1711 | GreenwoodOtherExisting | Other | 785 | 1711 | ST Oil | MISO East Region | Detroit Edison Co. | Existing | 1979-07-01 | 2099-01-01 | Avoca | MI | St. Clair
1712 | Greers Ferry LakeHydroExisting | Hydro | 110.4 | 74731 | Hydro Storage | SPP | Southwestern Power Administration | Existing | 1964-03-01 | 2099-01-01 | Greers Ferry | AR | Cleburne
1713 | Gregg FallsHydroExisting | Hydro | 3.6 | 74733 | Hydro Run-of-River | ISO New England | Northeast Utilities - New Hampshire | Existing | 1985-01-01 | 2099-01-01 | Goffstown | NH | Hillsborough
1714 | GrinnellCTExisting | CT | 50 | 74737 | CT Gas | MISO West Region | Alliant West | Existing | 1990-08-01 | 2099-01-01 | Not Given | IA | Poweshiek
1715 | Gros MorneWindPlanned | Wind | 211.5 | 676698 | Wind | Eastern Canada | Hydro-Quebec | Planned | 2011-01-01 | 2099-12-01 | Gros-Morne | PQ | Not Applicable
1716 | Groton Clean Energy ProjectOtherFuture | Other | 20 | #N/A | ST Other | ISO New England | Northeast Utilities - Connecticut | Future | 2008-06-01 | 2099-12-01 | Groton | CT | New London
1717 | Groton Generating StationCTExisting | CT | 95 | 651182 | CT Gas | MRO US | WAPA Billings East (UM-East) NEBRASKA & IOWA | Existing | 2006-07-01 | 2099-12-01 | Not Given | SD | Brown
1718 | GROWS Gas Recovery PennsbCTCancelled | CT | 6 | #N/A | Inactive | PJM | PECO Energy Co. | Cancelled | 1985-01-01 | 2099-01-01 | Morrisville | PA | Bucks
1719 | Grundy CenterCTCancelled | CT | 8.75 | 74743 | Inactive | MISO West Region | Alliant West | Cancelled | 1990-10-01 | 2099-01-01 | Grundy Center | IA | Grundy
1720 | GSG Wind Farm - Phase 1WindExisting | Wind | 80 | #N/A | Wind | PJM | Commonwealth Edison Co. | Existing | 2007-05-01 | 2099-01-01 | Sublette | IL | Lee
1721 | GudeCTExisting | CT | 2.9 | 74745 | CT Gas | PJM | Potomac Electric Power Co. | Existing | 1985-12-01 | 2050-01-01 | Rockville | MD | Montgomery
1722 | GuelphCTCancelled | CT | 5 | 656842 | Inactive | IESO | IESO (Ontario) | Cancelled | 1988-01-01 | 2099-01-01 | Not Given | ON | Not Applicable
1723 | Guilford TownshipCTExisting | CT | 88 | 2233 | CT Gas | PJM | Allegheny Energy, Inc. | Existing | 2001-11-30 | 2099-01-01 | Guilford | PA | Franklin
1724 | GulchHydroExisting | Hydro | 5.7 | 609329 | Hydro Run-of-River | Eastern Canada | Nova Scotia Power Corp. | Existing | 1952-01-01 | 2099-01-01 | Not Given | NS | Not Applicable
1725 | Gulf IslandHydroExisting | Hydro | 32.61 | 74748 | Hydro Run-of-River | ISO New England | Central Maine Power Co. | Existing | 1926-01-01 | 2099-01-01 | Lewiston | ME | Androscoggin
1726 | Gull (Keeyask) Generating StationHydroPlanned | Hydro | 600 | 587682 | Hydro Storage | MRO Canada - Manitoba | Manitoba Hydro | Planned | 2012-01-01 | 2099-12-01 | Not Given | MB | Not Applicable
1727 | Gull IslandHydroPlanned | Hydro | 2284 | 588199 | Hydro Storage | Eastern Canada | Hydro-Quebec | Planned | 2009-01-01 | 2099-12-01 | Not Given | NF | Not Applicable
1728 | GuntersvilleHydroExisting | Hydro | 120 | 74753 | Hydro Storage | TVA | Tennessee Valley Authority | Existing | 1939-10-01 | 2099-01-01 | Guntersville | AL | Marshall
1729 | H. Neely Henry DamHydroExisting | Hydro | 70 | 72683 | Hydro Storage | SERC | Southern Company | Existing | 1966-06-01 | 2099-01-01 | Ohatchee | AL | Calhoun
1730 | H.J. HeinzCTCancelled | CT | 7.2 | #N/A | Inactive | IESO | IESO (Ontario) | Cancelled | 1990-01-01 | 2099-01-01 | Not Given | ON | Not Applicable
1731 | H.M. DownCoalExisting | Coal | 23 | 1435 | ST Coal | PJM | Atlantic City Electric Co. | Existing | 1970-05-01 | 2099-01-01 | Vineland | NJ | Cumberland
1732 | H.M. DownOtherExisting | Other | 11 | 1435 | ST Oil | PJM | Atlantic City Electric Co. | Existing | 1960-01-01 | 2099-01-01 | Vineland | NJ | Cumberland
1733 | Hadley FallsHydroExisting | Hydro | 31.5 | 74768 | Hydro Storage | ISO New England | Northeast Utilities - WCMA | Existing | 1952-01-01 | 2099-01-01 | Holyoke | MA | Hampden
1734 | Hadley Ridge LLCWindCancelled | Wind | 1.9 | 74769 | Inactive | MISO West Region | Northern States Power Co. | Cancelled | 2001-08-21 | 2099-01-01 | Hendricks | MN | Lincoln
1735 | HaeflingOtherExisting | Other | 75 | 74770 | CT Oil | TVA | E.ON U.S. (LG&E) | Existing | 1970-10-01 | 2099-01-01 | Lexington | KY | Fayette
1736 | HagoodCTExisting | CT | 112 | 1564 | CT Gas | SERC | South Carolina Electric & Gas Co. | Existing | 1991-08-01 | 2099-01-01 | Charleston | SC | Charleston
1737 | Hagues ReachHydroExisting | Hydro | 3.39 | 913650 | Hydro Run-of-River | IESO | IESO (Ontario) | Existing | 1925-03-03 | 2099-01-01 | Campbellford | ON | Not Applicable
1738 | Hailesboro No 3 MillHydroExisting | Hydro | 1 | 72711 | Hydro Run-of-River | NYISO | NYISO - Mohawk Valley Zone (E) | Existing | 1984-04-01 | 2099-01-01 | Not Given | NY | St. Lawrence
1739 | Hailesboro No 4 MillHydroCancelled | Hydro | 2.2 | 74772 | Inactive | NYISO | NYISO - Mohawk Valley Zone (E) | Cancelled | 1922-01-01 | 2099-01-01 | Hailesboro | NY | St. Lawrence
1740 | Hailesboro No 6 MillHydroCancelled | Hydro | 1.2 | 385609 | Inactive | NYISO | NYISO - Mohawk Valley Zone (E) | Cancelled | 1983-02-01 | 2099-01-01 | Gouverneur | NY | St. Lawrence
1741 | Halifax Generating StationCTCancelled | CT | 2.8 | 74778 | Retired | ISO New England | National Grid - SEMA | Cancelled | 1997-01-01 | 2004-01-01 | Halifax | MA | Plymouth
1742 | HalifaxHydroCancelled | Hydro | 1.79 | 74777 | Inactive | PJM | Dominion | Cancelled | 1988-09-01 | 2099-01-01 | Halifax | VA | Halifax
1743 | HallamOtherExisting | Other | 55 | 74779 | CT Oil | MRO US | Nebraska Public Power District | Existing | 1973-01-01 | 2099-01-01 | Hallam | NE | Lancaster
1744 | Hallock (CIL)CTCancelled | CT | 13 | 74782 | Inactive | MISO Central Region | AmerenCILCO | Cancelled | 1993-05-01 | 2099-01-01 | Chillicothe | IL | Peoria
1745 | HalstadCTCancelled | CT | 1.1 | 74784 | Inactive | MISO West Region | Otter Tail Power Co. | Cancelled | 1940-01-01 | 2099-01-01 | Halstad | MN | Norman
1746 | Hamilton (AMP)CTCancelled | CT | 32 | 1510 | Inactive | MISO East Region | FirstEnergy Ohio | Cancelled | 2000-07-11 | 2099-01-01 | Hamilton | OH | Butler
1747 | Hamilton (HAMI)CoalExisting | Coal | 75 | 1510 | ST Coal | MISO Central Region | Duke (Cinergy) | Existing | 1965-06-01 | 2099-01-01 | Hamilton | OH | Butler
1748 | Hamilton (HAMI)CTExisting | CT | 42 | 1510 | CT Gas | MISO Central Region | Duke (Cinergy) | Existing | 1960-05-01 | 2099-01-01 | Hamilton | OH | Butler
1749 | Hamilton (HAMI)HydroExisting | Hydro | 20 | 1510 | Hydro Run-of-River | MISO Central Region | Duke (Cinergy) | Existing | 1954-03-01 | 2099-01-01 | Hamilton | OH | Butler
1750 | Hamilton (RELIANT)OtherExisting | Other | 26 | 74786 | CT Oil | PJM | Metropolitan Edison | Existing | 1971-06-01 | 2099-01-01 | East Berlin | PA | Adams
1751 | Hamilton MosesCTExisting | CT | 144 | 2276 | ST Gas | Entergy | Entergy North | Existing | 1951-05-01 | 2099-01-01 | Forrest City | AR | St. Francis
1752 | HamiltonHydroExisting | Hydro | 32 | 74787 | Hydro Run-of-River | MISO Central Region | Duke (Cinergy) | Existing | 1996-05-01 | 2099-01-01 | Hamilton | OH | Butler
1753 | Hammond (GPCO)CoalExisting | Coal | 838.1 | 2372 | ST Coal | SERC | Southern Company | Existing | 1954-06-01 | 2050-01-01 | Coosa | GA | Floyd
1754 | Hamms LandfillCTCancelled | CT | 1.2 | 75391 | Inactive | PJM | Jersey Central Power & Light | Cancelled | 1990-01-01 | 2099-01-01 | Lafayette | NJ | Sussex
1755 | Hancock (DETED)CTExisting | CT | 183 | 74795 | CT Gas | MISO East Region | Detroit Edison Co. | Existing | 1967-09-01 | 2099-01-01 | Not Given | MI | Oakland
1756 | Hancock CountyWindExisting | Wind | 84.4 | 405679 | Wind | MISO West Region | Alliant West | Existing | 2003-01-01 | 2099-01-01 | Garner | IA | Hancock
1757 | Handcraft FacilityCTCancelled | CT | 3.46 | #N/A | Retired | PJM | Dominion | Cancelled | 1993-02-01 | 2002-01-01 | Richmond | VA | Richmond City
1758 | Handsome Lake EnergyCTExisting | CT | 250 | 2182 | CT Gas | PJM | Pennsylvania Electric | Existing | 2001-08-01 | 2099-01-01 | Rockland | PA | Venango
1759 | Hanging RockCCExisting | CC | 1240 | 74800 | Combined Cycle | PJM | AEP Ohio | Existing | 2003-06-01 | 2099-01-01 | Not Given | OH | Lawrence
1760 | Hanna ChuteHydroCancelled | Hydro | 1.45 | 913559 | Inactive | IESO | IESO (Ontario) | Cancelled | 1926-10-22 | 2099-01-01 | Bracebridge | ON | Not Applicable
1761 | HannahvilleCoalCancelled | Coal | 250 | 588317 | Indefinitely Postponed | MISO West Region | We Energies | Cancelled | 2007-02-01 | 2099-01-01 | Escanaba | MI | Delta
1762 | HannahvilleCoalFuture | Coal | 750 | 588317 | Indefinitely Postponed | MISO West Region | We Energies | Future | 2009-02-01 | 2099-01-01 | Escanaba | MI | Delta
1763 | HannawaHydroCancelled | Hydro | 8.76 | 74801 | Inactive | NYISO | NYISO - Mohawk Valley Zone (E) | Cancelled | 1914-01-01 | 2099-01-01 | Hannawa Falls | NY | St. Lawrence
1764 | HanselCCExisting | CC | 52 | 74803 | Combined Cycle | Florida | Florida Municipal Power Agency | Existing | 1983-11-01 | 2099-01-01 | Kissimmee | FL | Osceola
1765 | HanselCTExisting | CT | 13.35 | 74803 | CT Gas | Florida | Florida Municipal Power Agency | Existing | 1960-01-01 | 2099-01-01 | Kissimmee | FL | Osceola
1766 | HanselOtherExisting | Other | 5 | 74803 | CT Oil | Florida | Florida Municipal Power Agency | Existing | 1983-11-01 | 2099-01-01 | Kissimmee | FL | Osceola
1767 | HansfordWindPlanned | Wind | 240 | 605381 | Wind | SPP | Southwestern Public Service Co. | Planned | 2007-12-31 | 2099-01-01 | Not Given | TX | Hansford
1768 | Harbor BeachCoalExisting | Coal | 103 | 1357 | ST Coal | MISO East Region | Detroit Edison Co. | Existing | 1968-04-01 | 2099-01-01 | Harbor Beach | MI | Huron
1769 | Harbor BeachOtherExisting | Other | 4 | 1357 | CT Oil | MISO East Region | Detroit Edison Co. | Existing | 1967-12-01 | 2099-01-01 | Harbor Beach | MI | Huron
1770 | Hardee Power Station - SEC1CCExisting | CC | 255 | 2009 | Combined Cycle | Florida | Tampa Electric Co. | Existing | 1993-01-01 | 2099-01-01 | Bowling Green | FL | Hardee
1771 | Hardee Power Station - SEC1CTExisting | CT | 85 | 2009 | CT Gas | Florida | Tampa Electric Co. | Existing | 2000-06-20 | 2099-01-01 | Bowling Green | FL | Hardee
1772 | HardeevilleOtherExisting | Other | 14 | 74807 | CT Oil | SERC | South Carolina Electric & Gas Co. | Existing | 1968-04-01 | 2099-01-01 | Not Given | SC | Jasper
1773 | Harden FurnitureCTCancelled | CT | 1.95 | 610913 | Inactive | NYISO | NYISO - Mohawk Valley Zone (E) | Cancelled | 1978-01-01 | 2099-01-01 | Mc Connellsville | NY | Oneida
1774 | Harding StreetCoalExisting | Coal | 653 | 2414 | ST Coal | MISO Central Region | Indianapolis Power & Light Co. | Existing | 1958-06-01 | 2099-01-01 | Indianapolis | IN | Marion
1775 | Harding StreetCTCancelled | CT | 53 | 2414 | Inactive | MISO Central Region | Indianapolis Power & Light Co. | Cancelled | 1973-05-01 | 2099-01-01 | Indianapolis | IN | Marion
1776 | Harding StreetCTExisting | CT | 378 | 2414 | CT Gas | MISO Central Region | Indianapolis Power & Light Co. | Existing | 1994-04-01 | 2099-01-01 | Indianapolis | IN | Marion
1777 | Harding StreetOtherExisting | Other | 155 | 2414 | ST Oil | MISO Central Region | Indianapolis Power & Light Co. | Existing | 1941-09-01 | 2099-01-01 | Indianapolis | IN | Marion
1778 | HardyHydroExisting | Hydro | 32.4 | 74811 | Hydro Storage | MISO East Region | Consumers Energy Co. | Existing | 1931-06-01 | 2099-01-01 | Not Given | MI | Newaygo
1779 | Hargis-Hebert [South]CTExisting | CT | 97.4 | 664305 | CT Gas | SPP | Lafayette Utilities System | Existing | 2006-05-15 | 2099-01-01 | Lafayette | LA | Lafayette
1780 | Harlee BranchCoalExisting | Coal | 1565.1 | 2373 | ST Coal | SERC | Southern Company | Existing | 1965-06-11 | 2050-01-01 | Milledgeville | GA | Putnam
1781 | Harlem RailCTExisting | CT | 79.9 | 74813 | CT Gas | NYISO | NYISO - NY City (J) | Existing | 2001-06-21 | 2099-01-01 | New York | NY | Bronx
1782 | HarmonHydroExisting | Hydro | 108 | 609081 | Hydro Storage | IESO | IESO (Ontario) | Existing | 1965-06-01 | 2099-01-01 | Not Given | ON | Not Applicable
1783 | Harper County WindWindPlanned | Wind | 120 | 849345 | Wind | SPP | Oklahoma Gas & Electric Co. | Planned | 2007-02-01 | 2099-12-01 | Woodward | OK | Harper
1784 | HarrimanHydroExisting | Hydro | 39.48 | 74817 | Hydro Storage | ISO New England | Central Vermont Public Service Corp. | Existing | 1924-11-01 | 2099-01-01 | Not Given | VT | Windham
1785 | HarringtonCoalExisting | Coal | 1066 | 1756 | ST Coal | SPP | Southwestern Public Service Co. | Existing | 1976-07-01 | 2099-01-01 | Amarillo | TX | Potter
1786 | Harris (CPLC)NuclearExisting | Nuclear | 903 | 74819 | Nuclear | SERC | Progress Energy Carolina Inc. | Existing | 1987-05-01 | 2046-10-01 | Sanford | NC | Wake
1787 | Harris (CPLC)NuclearPlanned | Nuclear | 2200 | 74819 | Nuclear | SERC | Progress Energy Carolina Inc. | Planned | 2018-06-01 | 2099-01-01 | Sanford | NC | Wake
1788 | Harris (FPL)HydroExisting | Hydro | 88.45 | 74818 | Hydro Storage | ISO New England | Central Maine Power Co. | Existing | 1954-01-01 | 2099-01-01 | West Forks | ME | Somerset
1789 | Harris DamHydroExisting | Hydro | 132 | 74820 | Hydro Storage | SERC | Southern Company | Existing | 1983-04-01 | 2099-01-01 | Lineville | AL | Randolph
1790 | Harris LakeOtherExisting | Other | 1.7 | 74823 | CT Oil | NYISO | NYISO - Central Zone (C) | Existing | 1967-08-01 | 2099-01-01 | Not Given | NY | Essex
1791 | Harrisburg Facility LandfillCTExisting | CT | 1.2 | 74823 | CT Gas | PJM | PPL Electric Utilities Corp. | Existing | 1984-01-01 | 2099-01-01 | Harrisburg | PA | Dauphin
1792 | Harrisburg Facility WTECTCancelled | CT | 8.21 | 74824 | Inactive | PJM | PPL Electric Utilities Corp. | Cancelled | 1986-10-01 | 2099-01-01 | Harrisburg | PA | Dauphin
1793 | Harrisburg FacilityCoalUnder Construction | Coal | 24 | 74824 | Steam Turbine (existing) | PJM | PPL Electric Utilities Corp. | Under Construction | 2007-03-01 | 2099-12-01 | Harrisburg | PA | Dauphin
1794 | HarrisburgOtherExisting | Other | 72 | 1542 | CT Oil | PJM | PPL Electric Utilities Corp. | Existing | 1967-03-01 | 2099-01-01 | Not Given | PA | Dauphin
1795 | HarrisHydroExisting | Hydro | 12.5 | 609438 | Hydro Run-of-River | IESO | IESO (Ontario) | Existing | 1990-01-01 | 2099-01-01 | Not Given | ON | Not Applicable
1796 | Harrison County Power ProjectCCExisting | CC | 520 | 74825 | Combined Cycle | SPP | AEP West - SPP | Existing | 2003-06-01 | 2099-01-01 | Marshall | TX | Harrison
1797 | HarrisonCoalExisting | Coal | 1950 | 1665 | ST Coal | PJM | Allegheny Energy, Inc. | Existing | 1972-12-01 | 2099-01-01 | Haywood | WV | Harrison
1798 | Harry TrumanHydroExisting | Hydro | 186 | 74828 | Hydro Storage | SPP | Southwestern Power Administration | Existing | 1982-05-01 | 2099-01-01 | Not Given | MO | Benton
1799 | Hart JauneHydroExisting | Hydro | 48 | 608877 | Hydro Storage | Eastern Canada | Hydro-Quebec | Existing | 1960-01-01 | 2099-01-01 | Not Given | PQ | Not Applicable
1800 | HartCTExisting | CT | 4 | 74829 | CT Gas | MISO East Region | Consumers Energy Co. | Existing | 1964-03-01 | 2099-01-01 | Hart | MI | Oceana
1801 | Hartford LandfillCTCancelled | CT | 2.88 | 74834 | Inactive | ISO New England | Northeast Utilities - Connecticut | Cancelled | 1998-08-01 | 2099-01-01 | Hartford | CT | Hartford
1802 | Hartwell Energy Limited PartneCTExisting | CT | 314 | 2065 | CT Gas | SERC | Southern Company | Existing | 1994-04-08 | 2099-01-01 | Hartwell | GA | Hart
1803 | Hartwell LakeHydroExisting | Hydro | 356 | 74837 | Hydro Storage | SERC | Southern Company | Existing | 1983-11-01 | 2099-01-01 | Hartwell | GA | Hart
1804 | Harvey CouchCTExisting | CT | 154 | 2277 | ST Gas | Entergy | Entergy North | Existing | 1943-10-01 | 2099-01-01 | Stamps | AR | Lafayette
1805 | Harwood (MPC)CTCancelled | CT | 4.56 | 74839 | Inactive | MISO West Region | Otter Tail Power Co. | Cancelled | 1947-11-01 | 2099-01-01 | Jamestown | ND | Cass
1806 | Harwood (PPLGEN)OtherExisting | Other | 36 | 74840 | CT Oil | PJM | PPL Electric Utilities Corp. | Existing | 1967-07-01 | 2099-01-01 | Not Given | PA | Luzerne
1807 | Hat RapidsHydroExisting | Hydro | 1 | 74843 | Hydro Run-of-River | MISO West Region | Wisconsin Public Service Corp. | Existing | 1923-01-01 | 2099-01-01 | Not Given | WI | Oneida
1808 | Hatfields Ferry Power StationCoalExisting | Coal | 1686.06 | 1556 | ST Coal | PJM | Allegheny Energy, Inc. | Existing | 1969-11-01 | 2099-01-01 | Masontown | PA | Greene
1809 | HavanaCoalExisting | Coal | 452.7 | 2400 | ST Coal | MISO Central Region | AmerenIP | Existing | 1978-06-01 | 2099-01-01 | Havana | IL | Mason
1810 | HavanaOtherExisting | Other | 238 | 2400 | ST Oil | MISO Central Region | AmerenIP | Existing | 1947-09-01 | 2099-01-01 | Havana | IL | Mason
1811 | Haverhill Mass Burn WasteOtherExisting | Other | 46 | 73850 | ST Other | ISO New England | National Grid - NEMA | Existing | 1989-06-01 | 2099-01-01 | Haverhill | MA | Essex
1812 | Haw River Hydro CoHydroCancelled | Hydro | 1.5 | 74849 | Inactive | SERC | Duke Energy Corp. | Cancelled | 1982-09-01 | 2099-01-01 | Saxapahaw | NC | Alamance
1813 | HawleyCTCancelled | CT | 1.47 | 74857 | Inactive | MISO West Region | Otter Tail Power Co. | Cancelled | 1932-01-01 | 2099-01-01 | Hawley | MN | Clay
1814 | HawthornCCExisting | CC | 302 | 1389 | Combined Cycle | SPP | Kansas City Power & Light Co. | Existing | 2000-07-11 | 2099-01-01 | Kansas City | MO | Jackson
1815 | HawthornCoalExisting | Coal | 550 | 1389 | ST Coal | SPP | Kansas City Power & Light Co. | Existing | 1969-05-01 | 2099-01-01 | Kansas City | MO | Jackson
1816 | HawthornCTExisting | CT | 154 | 1389 | CT Gas | SPP | Kansas City Power & Light Co. | Existing | 2000-06-30 | 2099-01-01 | Kansas City | MO | Jackson
1817 | Hay RoadCCExisting | CC | 516 | 1786 | Combined Cycle | PJM | Delmarva Power & Light Co. | Existing | 1993-05-01 | 2099-01-01 | Wilmington | DE | New Castle
1818 | Haywood Energy CenterCCCancelled | CC | 770 | 74862 | Indefinitely Postponed | TVA | Tennessee Valley Authority | Cancelled | 2050-01-01 | 2099-01-01 | Not Given | TN | Haywood
1819 | HazeltonCTCancelled | CT | 92.5 | 73801 | Inactive | PJM | PPL Electric Utilities Corp. | Cancelled | 2002-02-01 | 2099-01-01 | Hazleton | PA | Luzerne
1820 | HazeltonCTExisting | CT | 147.5 | 73801 | CT Gas | PJM | PPL Electric Utilities Corp. | Existing | 1989-11-01 | 2099-01-01 | Hazleton | PA | Luzerne
1821 | Healey FallsHydroExisting | Hydro | 11.67 | 913539 | Hydro Run-of-River | IESO | IESO (Ontario) | Existing | 1913-01-01 | 2099-01-01 | Campbellford | ON | Not Applicable
1822 | Heard County Power PlantCTExisting | CT | 500 | 2141 | CT Gas | SERC | Southern Company | Existing | 2001-06-01 | 2099-01-01 | Franklin | GA | Heard
1823 | HebronOtherExisting | Other | 54 | 74875 | CT Oil | MRO US | Nebraska Public Power District | Existing | 1973-01-01 | 2099-01-01 | Hebron | NE | Thayer
1824 | Hell GateCTExisting | CT | 79.9 | 74879 | CT Gas | NYISO | NYISO - NY City (J) | Existing | 2001-06-21 | 2099-01-01 | New York | NY | Bronx
1825 | Hellgate/BrucknerCTCancelled | CT | 480 | 650189 | Cancelled | NYISO | NYISO - NY City (J) | Cancelled | 2004-06-01 | 2099-01-01 | New York | NY | Bronx
1826 | Hells GateHydroExisting | Hydro | 6.8 | 609346 | Hydro Run-of-River | Eastern Canada | Nova Scotia Power Corp. | Existing | 1949-01-01 | 2099-01-01 | Not Given | NS | Not Applicable
1827 | Hemlock FallsHydroExisting | Hydro | 2.8 | 74885 | Hydro Run-of-River | MISO West Region | We Energies | Existing | 1953-08-01 | 2099-01-01 | Crystal Falls | MI | Iron
1828 | Hempstead Resource RecoveryCTCancelled | CT | 48 | 74887 | Retired | NYISO | NYISO - Long Island (K) | Cancelled | 1989-10-01 | 2002-01-01 | Westbury | NY | Nassau
1829 | Hempstead Resource RecoveryOtherExisting | Other | 75 | 74887 | ST Other | NYISO | NYISO - Long Island (K) | Existing | 1989-10-01 | 2099-01-01 | Westbury | NY | Nassau
1830 | Henderson (GRUT)CTCancelled | CT | 13.2 | 74888 | Inactive | Entergy | Entergy North | Cancelled | 2001-06-01 | 2099-01-01 | Greenwood | MS | Leflore
1831 | Henderson (GRUT)CTExisting | CT | 41.8 | 74888 | CT Gas | Entergy | Amite South - New Orleans | Existing | 1962-01-01 | 2099-01-01 | Greenwood | MS | Leflore
1832 | Henderson 1CoalCancelled | Coal | 10 | 74890 | Inactive | TVA | Big Rivers Electric Corp. | Cancelled | 1956-06-01 | 2099-01-01 | Henderson | KY | Henderson
1833 | Henderson 1CoalExisting | Coal | 26 | 74890 | ST Coal | TVA | Big Rivers Electric Corp. | Existing | 1968-04-01 | 2099-01-01 | Henderson | KY | Henderson
1834 | Henderson 1CTCancelled | CT | 2 | 74890 | Inactive | TVA | Big Rivers Electric Corp. | Cancelled | 1948-04-01 | 2099-01-01 | Henderson | KY | Henderson
1835 | Henderson IICoalExisting | Coal | 313 | 74763 | ST Coal | TVA | Big Rivers Electric Corp. | Existing | 1973-06-01 | 2099-01-01 | Sebree | KY | Webster
1836 | Hendricks Community HospitalCTCancelled | CT | 1.45 | 74891 | Inactive | MISO Central Region | Duke (Cinergy) | Cancelled | 1992-09-01 | 2099-01-01 | Danville | IN | Hendricks
1837 | Hennepin Energy Resource Co.OtherExisting | Other | 35 | 74892 | ST Other | MISO West Region | Northern States Power Co. | Existing | 1989-10-01 | 2099-01-01 | Minneapolis | MN | Hennepin
1838 | Hennepin IslandHydroExisting | Hydro | 15 | 74893 | Hydro Run-of-River | MISO West Region | Northern States Power Co. | Existing | 1955-12-01 | 2099-01-01 | Minneapolis | MN | Hennepin
1839 | HennepinCoalExisting | Coal | 304.81 | 2401 | ST Coal | MISO Central Region | AmerenIP | Existing | 1953-06-01 | 2099-01-01 | Hennepin | IL | Putnam
1840 | Henry D KingCCExisting | CC | 30.9 | 2357 | Combined Cycle | Florida | Florida Municipal Power Agency | Existing | 1990-05-01 | 2099-01-01 | Fort Pierce | FL | St. Lucie
1841 | Henry D KingCTExisting | CT | 105.62 | 2357 | ST Gas | Florida | Florida Municipal Power Agency | Existing | 1958-12-01 | 2099-01-01 | Fort Pierce | FL | St. Lucie
1842 | Henry D KingOtherExisting | Other | 5.5 | 2357 | CT Oil | Florida | Florida Municipal Power Agency | Existing | 1970-04-01 | 2099-01-01 | Fort Pierce | FL | St. Lucie
1843 | Henry StationOtherExisting | Other | 13 | 74896 | CT Oil | MISO East Region | Consumers Energy Co. | Existing | 1993-05-01 | 2099-01-01 | Bay City | MI | Bay
1844 | HenryCTExisting | CT | 129 | 74895 | CT Gas | MISO Central Region | Duke (Cinergy) | Existing | 2001-08-01 | 2099-01-01 | Not Given | IN | Henry
1845 | HeringtonCTCancelled | CT | 7.7 | 74897 | Inactive | SPP | Westar Energy | Cancelled | 1968-02-01 | 2099-01-01 | Herington | KS | Dickinson
1846 | HerkimerHydroCancelled | Hydro | 1.68 | 74899 | Inactive | NYISO | NYISO - Mohawk Valley Zone (E) | Cancelled | 1987-12-01 | 2099-01-01 | Herkimer | NY | Herkimer
1847 | HerringsHydroCancelled | Hydro | 4.8 | 74900 | Inactive | NYISO | NYISO - Mohawk Valley Zone (E) | Cancelled | 1924-01-01 | 2099-01-01 | Not Given | NY | Jefferson
1848 | Hertford CountyCCCancelled | CC | 710 | #N/A | Cancelled | PJM | Dominion | Cancelled | 2050-01-01 | 2099-01-01 | Not Given | NC | Hertford
1849 | HeskettCoalExisting | Coal | 91 | 1486 | ST Coal | MISO West Region | Montana Dakota Utilities Co. | Existing | 1954-11-01 | 2099-01-01 | Mandan | ND | Morton
1850 | Hewittville HydroelectricHydroCancelled | Hydro | 3 | 74904 | Inactive | NYISO | NYISO - Mohawk Valley Zone (E) | Cancelled | 1984-09-01 | 2099-01-01 | Norwood | NY | St. Lawrence
1851 | HibbingCoalExisting | Coal | 15 | 74906 | ST Coal | MISO West Region | Minnesota Power, Inc. | Existing | 1965-01-01 | 2099-01-01 | Hibbing | MN | St. Louis
1852 | HibbingCTCancelled | CT | 20 | 74906 | Inactive | MISO West Region | Minnesota Power, Inc. | Cancelled | 2007-01-31 | 2099-12-01 | Hibbing | MN | St. Louis
1853 | HigginsOtherExisting | Other | 158 | 2348 | CT Oil | Florida | Progress Energy Florida Inc. | Existing | 1969-03-01 | 2050-01-01 | Oldsmar | FL | Pinellas
1854 | HigginsvilleCTCancelled | CT | 1.6 | 74909 | Inactive | SPP | Kansas City Power & Light Co. | Cancelled | 1945-01-01 | 2099-01-01 | Higginsville | MO | Lafayette
1855 | HigginsvilleCTExisting | CT | 40 | 74909 | CT Gas | SPP | Kansas City Power & Light Co. | Existing | 1996-06-01 | 2099-01-01 | Higginsville | MO | Lafayette
1856 | HigginsvilleOtherExisting | Other | 2.4 | 74909 | CT Oil | SPP | Kansas City Power & Light Co. | Existing | 1981-05-01 | 2099-01-01 | Higginsville | MO | Lafayette
1857 | High Acres Gas RecoveryCTCancelled | CT | 3.2 | 74910 | Inactive | NYISO | NYISO - Central Zone (C) | Cancelled | 1991-04-01 | 2099-01-01 | Fairport | NY | Wayne
1858 | High BridgeCCExisting | CC | 688 | 1376 | Combined Cycle | MISO West Region | Northern States Power Co. | Existing | 2007-12-01 | 2099-01-01 | Saint Paul | MN | Ramsey
1859 | High BridgeCoalCancelled | Coal | 275 | 1376 | Retired | MISO West Region | Northern States Power Co. | Cancelled | 1956-09-01 | 2007-12-01 | Saint Paul | MN | Ramsey
1860 | High DamHydroCancelled | Hydro | 8 | 74911 | Inactive | NYISO | NYISO - Central Zone (C) | Cancelled | 1949-01-01 | 2099-01-01 | Not Given | NY | Oswego
1861 | High Falls - CHGEHydroExisting | Hydro | 3.25 | 74916 | Hydro Run-of-River | NYISO | NYISO - Hudson Valley Zone (G) | Existing | 1986-12-01 | 2099-01-01 | Not Given | NY | Ulster
1862 | High Falls (ERIEBOUL)HydroCancelled | Hydro | 6.09 | 74914 | Inactive | NYISO | NYISO - Mohawk Valley Zone (E) | Cancelled | 1925-01-01 | 2099-01-01 | Not Given | NY | Lewis
1863 | High Falls (NYSEG)HydroExisting | Hydro | 17 | 74913 | Hydro Run-of-River | NYISO | NYISO - North Zone (D) | Existing | 1956-08-01 | 2099-01-01 | Saranac | NY | Clinton
1864 | High Falls (WPS)HydroExisting | Hydro | 1 | 74915 | Hydro Run-of-River | MISO West Region | Wisconsin Public Service Corp. | Existing | 1910-01-01 | 2099-01-01 | Not Given | WI | Marinette
1865 | High Falls Power StationHydroExisting | Hydro | 95 | 628942 | Hydro Run-of-River | Eastern Canada | Hydro-Quebec | Existing | 1929-01-01 | 2099-01-01 | Not Given | PQ | Not Applicable
1866 | High RockHydroExisting | Hydro | 33 | 74920 | Hydro Storage | SERC | Duke Energy Corp. | Existing | 1927-11-01 | 2099-01-01 | Denton | NC | Davidson
1867 | High Shoals Hydro Inc.HydroCancelled | Hydro | 1.68 | 74922 | Inactive | SERC | Duke Energy Corp. | Cancelled | 1934-01-01 | 2099-01-01 | High Shoals | NC | Gaston
1868 | High Shoals HydroHydroCancelled | Hydro | 1.43 | 74921 | Inactive | SERC | Southern Company | Cancelled | 1988-01-01 | 2099-01-01 | High Shoals | GA | Morgan
1869 | High Trail Wind FarmWindCancelled | Wind | 400 | #N/A | Inactive | MISO Central Region | AmerenCIPS | Cancelled | 2007-04-01 | 2099-12-01 | Not Given | IL | Mclean
1870 | Highgate FallsHydroExisting | Hydro | 6.01 | 74925 | Hydro Run-of-River | ISO New England | Central Vermont Public Service Corp. | Existing | 1990-05-01 | 2099-01-01 | Swanton | VT | Franklin
1871 | Highland (HIGH)CTCancelled | CT | 12.84 | 74926 | Inactive | MISO Central Region | AmerenIP | Cancelled | 1967-01-01 | 2099-01-01 | Highland | IL | Madison
1872 | Highland (HIGH)OtherExisting | Other | 21 | 74926 | CT Oil | MISO Central Region | AmerenIP | Existing | 1996-01-01 | 2099-01-01 | Highland | IL | Madison
1873 | HighmoreCTCancelled | CT | 4.68 | 74927 | Inactive | MRO US | WAPA Billings East (UM-East) DAKOTAS | Cancelled | 1960-10-01 | 2099-01-01 | Highmore | SD | Hyde
1874 | HigleyHydroCancelled | Hydro | 5.41 | 74928 | Retired | NYISO | NYISO - Mohawk Valley Zone (E) | Cancelled | 1943-01-01 | 2004-05-20 | Colton | NY | St. Lawrence
1875 | Hill CityCTExisting | CT | 6.5 | 74929 | CT Gas | SPP | MidWest Energy, Inc. | Existing | 1952-01-01 | 2099-01-01 | Hill City | KS | Graham
1876 | Hill MillHydroCancelled | Hydro | 2.16 | 74930 | Inactive | ISO New England | Central Maine Power Co. | Cancelled | 1986-02-01 | 2099-01-01 | Lewiston | ME | Androscoggin
1877 | Hillabee Energy CenterCCUnder Construction | CC | 770 | 74931 | Combined Cycle | SERC | Southern Company | Under Construction | 2009-06-01 | 2099-01-01 | Alexander City | AL | Tallapoosa
1878 | HillburnCTExisting | CT | 39.2 | 74932 | CT Gas | NYISO | NYISO - Hudson Valley Zone (G) | Existing | 1971-04-01 | 2099-01-01 | Hillburn | NY | Rockland
1879 | HillmanOtherExisting | Other | 16 | 74936 | ST Other | MISO East Region | Consumers Energy Co. | Existing | 1988-01-01 | 2099-01-01 | Hillman | MI | Montmorency
1880 | Hillsboro (COLTLLC)CCFuture | CC | 544 | #N/A | Inactive | MISO Central Region | AmerenIP | Future | 2009-06-01 | 2099-12-01 | Hillsboro | IL | Montgomery
1881 | Hillsboro MillsHydroCancelled | Hydro | 1.2 | 616930 | Inactive | ISO New England | Northeast Utilities - New Hampshire | Cancelled | 1989-01-01 | 2099-01-01 | Wilton | NH | Hillsborough
1882 | Hillsborough County Resource ROtherExisting | Other | 29.02 | 74940 | ST Other | Florida | Tampa Electric Co. | Existing | 1987-04-01 | 2099-01-01 | Brandon | FL | Hillsborough
1883 | HillsdaleCTCancelled | CT | 1.92 | 74942 | Inactive | MISO East Region | Consumers Energy Co. | Cancelled | 1947-01-01 | 2099-01-01 | Hillsdale | MI | Hillsdale
1884 | HillsdaleCTExisting | CT | 18 | 74942 | CT Gas | MISO East Region | Consumers Energy Co. | Existing | 1954-01-01 | 2099-01-01 | Hillsdale | MI | Hillsdale
1885 | Hillside LandfillCTExisting | CT | 15 | #N/A | CT Gas | PJM | Commonwealth Edison Co. | Existing | 2001-07-01 | 2099-01-01 | Hillside | IL | Cook
1886 | HillsOtherExisting | Other | 4 | 74937 | CT Oil | MISO West Region | Alliant West | Existing | 1960-01-01 | 2099-01-01 | Hills | MN | Rock
1887 | Hilltop Wind FarmWindPlanned | Wind | 60 | 822624 | Wind | MRO Canada - Manitoba | Manitoba Hydro | Planned | 2008-09-01 | 2099-12-01 | Not Given | MB | Not Applicable
1888 | Hilton HeadOtherExisting | Other | 120 | 74943 | CT Oil | SERC | Santee Cooper | Existing | 1973-08-01 | 2099-01-01 | Not Given | SC | Beaufort
1889 | Hinds Energy FacilityCCExisting | CC | 530 | 2171 | Combined Cycle | Entergy | Eastern Entergy | Existing | 2001-06-01 | 2099-01-01 | Jackson | MS | Hinds
1890 | Hines Energy ComplexCCExisting | CC | 1641 | 1793 | Combined Cycle | Florida | Progress Energy Florida Inc. | Existing | 1999-04-01 | 2099-01-01 | Bartow | FL | Polk
1891 | Hines Energy ComplexCCPlanned | CC | 500 | 1793 | Combined Cycle | Florida | Lakeland Electric | Planned | 2007-12-01 | 2099-12-01 | Bartow | FL | Polk
1892 | HiramHydroExisting | Hydro | 11.6 | 74944 | Hydro Run-of-River | ISO New England | Central Maine Power Co. | Existing | 1985-01-01 | 2099-01-01 | Hiram | ME | Oxford
1893 | HiwasseeHydroExisting | Hydro | 159.6 | 74945 | Hydro Storage | TVA | Tennessee Valley Authority | Existing | 1956-05-01 | 2099-01-01 | Not Given | NC | Cherokee
1894 | HMCD Kingsland LandfillCTExisting | CT | 1.6 | 74762 | CT Gas | PJM | Public Service Electric & Gas Co. | Existing | 1996-01-01 | 2099-01-01 | Lyndhurst | NJ | Not Applicable
1895 | Hmdc BalefillCTCancelled | CT | 3.8 | #N/A | Inactive | PJM | Public Service Electric & Gas Co. | Cancelled | 1988-01-01 | 2099-01-01 | Lyndhurst | NJ | Not Applicable
1896 | HobbsCCPlanned | CC | 600 | #N/A | Combined Cycle | Entergy | Entergy North | Planned | 2008-06-01 | 2099-01-01 |  | NM | Lea
1897 | HodenpylHydroExisting | Hydro | 18.4 | 74948 | Hydro Run-of-River | MISO East Region | Consumers Energy Co. | Existing | 1925-08-01 | 2099-01-01 | Wellston | MI | Wexford
1898 | Hodge LouisianaOtherExisting | Other | 66.43 | 2003 | ST Other | Entergy | Central Entergy | Existing | 1972-08-01 | 2099-01-01 | Hodge | LA | Jackson
1899 | Hoechst Marion RousselCTCancelled | CT | 3.75 | #N/A | Inactive | PJM | Jersey Central Power & Light | Cancelled | 1993-09-01 | 2099-01-01 | Bridgewater | NJ | Somerset
1900 | Hog Bayou Energy CenterCCExisting | CC | 245 | 2187 | Combined Cycle | SERC | Southern Company | Existing | 2001-07-15 | 2099-01-01 | Mobile | AL | Mobile
1901 | HoggHydroExisting | Hydro | 17 | 609443 | Hydro Run-of-River | IESO | IESO (Ontario) | Existing | 1965-01-01 | 2099-01-01 | Not Given | ON | Not Applicable
1902 | HoisingtonCTCancelled | CT | 14.4 | 74954 | Inactive | SPP | Aquila MISSOURI | Cancelled | 1961-01-01 | 2099-01-01 | Hoisington | KS | Barton
1903 | HoistHydroExisting | Hydro | 3 | 74955 | Hydro Run-of-River | MISO West Region | We Energies | Existing | 1988-02-01 | 2099-01-01 | Ishpeming | MI | Marquette
1904 | Holcomb ExpansionCoalFuture | Coal | 1200 | 588271 | ST Coal | SPP | Sunflower Electric Power Corp., Inc. | Future | 2013-06-01 | 2099-12-01 | Holcomb | KS | Finney
1905 | HolcombCoalExisting | Coal | 340 | 2261 | ST Coal | SPP | Sunflower Electric Power Corp., Inc. | Existing | 1983-08-01 | 2099-01-01 | Holcomb | KS | Finney
1906 | HolcombeHydroExisting | Hydro | 35.18 | 74957 | Hydro Storage | MISO West Region | Northern States Power Co. | Existing | 1950-01-01 | 2099-01-01 | Holcombe | WI | Chippewa
1907 | Holden Power PlantCTExisting | CT | 321 | 74958 | CT Gas | TVA | Associated Electric Coop, Inc. | Existing | 2002-05-31 | 2099-01-01 | Holden | MO | Johnson
1908 | HoldregeCTCancelled | CT | 2 | 74959 | Inactive | MRO US | Nebraska Public Power District | Cancelled | 1938-01-01 | 2099-01-01 | Holdrege | NE | Phelps
1909 | Holland EnergyCCExisting | CC | 710 | 2213 | Combined Cycle | MISO Central Region | AmerenCIPS | Existing | 2002-08-25 | 2099-01-01 | Not Given | IL | Effingham
1910 | Hollidays BridgeHydroCancelled | Hydro | 2.24 | 74961 | Inactive | SERC | Duke Energy Corp. | Cancelled | 1906-01-01 | 2099-01-01 | Honea Path | SC | Anderson
1911 | Hollingsworth FallsHydroExisting | Hydro | 23.2 | 609445 | Hydro Run-of-River | IESO | IESO (Ontario) | Existing | 1959-01-01 | 2099-01-01 | Not Given | ON | Not Applicable
1912 | Hollow BridgeHydroExisting | Hydro | 5.2 | 609342 | Hydro Run-of-River | Eastern Canada | Nova Scotia Power Corp. | Existing | 1942-01-01 | 2099-01-01 | Not Given | NS | Not Applicable
1913 | Hollow Dam Power Co.HydroCancelled | Hydro | 1 | 74963 | Inactive | NYISO | NYISO - Mohawk Valley Zone (E) | Cancelled | 1987-12-01 | 2099-01-01 | Gouverneur | NY | St. Lawrence
1914 | Holly AvenueCTExisting | CT | 156.6 | 1637 | ST Gas | SPP | Southwestern Public Service Co. | Existing | 1965-06-01 | 2099-01-01 | Lubbock | TX | Lubbock
1915 | Holt DamHydroExisting | Hydro | 43 | 72684 | Hydro Storage | SERC | Southern Company | Existing | 1968-08-01 | 2099-01-01 | Northport | AL | Tuscaloosa
1916 | HoltonCTCancelled | CT | 14.8 | 74968 | Inactive | SPP | Westar Energy | Cancelled | 1978-01-01 | 2099-01-01 | Holton | KS | Jackson
1917 | HoltsvilleOtherExisting | Other | 661.92 | 74969 | CT Oil | NYISO | NYISO - Long Island (K) | Existing | 1974-07-01 | 2099-01-01 | Holtsville | NY | Suffolk
1918 | HoltwoodHydroExisting | Hydro | 102.2 | 1543 | Hydro Storage | PJM | PPL Electric Utilities Corp. | Existing | 1924-03-01 | 2099-01-01 | Holtwood | PA | Lancaster
1919 | Homer CityCoalExisting | Coal | 1858.086 | 1533 | ST Coal | PJM | Pennsylvania Electric | Existing | 1969-07-01 | 2099-01-01 | Homer City | PA | Indiana
1920 | Honea PathCTCancelled | CT | 2.87 | 578591 | Inactive | SERC | Duke Energy Corp. | Cancelled | 1996-07-01 | 2099-01-01 | Not Given | SC | Not Applicable
1921 | Hookers PointOtherCancelled | Other | 212 | 2356 | Retired | Florida | Tampa Electric Co. | Cancelled | 1948-07-01 | 2003-01-01 | Tampa | FL | Hillsborough
1922 | HooksettHydroCancelled | Hydro | 1.9 | 74975 | Inactive | ISO New England | Northeast Utilities - New Hampshire | Cancelled | 1927-01-01 | 2099-01-01 | Hooksett | NH | Merrimack
1923 | Hoosac Mountain Wind ProjectWindCancelled | Wind | 28.5 | 605341 | Wind | ISO New England | National Grid - WCMA | Cancelled | 2050-01-01 | 2099-12-01 | Florida | MA | Berkshire
1924 | Hoosier Energy BedfordCTExisting | CT | 261 | 650195 | CT Gas | MISO Central Region | Hoosier Energy Rural Electric Coop, Inc. | Existing | 2005-05-01 | 2050-01-01 | Bedford | IN | Lawrence
1925 | Hoosier Energy FairviewCTCancelled | CT | 16.47 | 587817 | Inactive | MISO Central Region | Hoosier Energy Rural Electric Coop, Inc. | Cancelled | 2001-06-15 | 2099-01-01 | Vevay | IN | Switzerland
1926 | Hoosier Energy MidwayCTCancelled | CT | 15.99 | 618383 | Inactive | MISO Central Region | Hoosier Energy Rural Electric Coop, Inc. | Cancelled | 2001-06-15 | 2099-01-01 | Lamar | IN | Spencer
1927 | Hoot LakeCoalCancelled | Coal | 8 | 385617 | Inactive | MISO West Region | Otter Tail Power Co. | Cancelled | 1948-08-01 | 2050-01-01 | Fergus Falls | MN | Otter Tail
1928 | Hoot LakeCoalExisting | Coal | 148 | 385617 | ST Coal | MISO West Region | Otter Tail Power Co. | Existing | 1959-10-01 | 2099-01-01 | Fergus Falls | MN | Otter Tail
1929 | Hope Creek (PSEGN)NuclearExisting | Nuclear | 1088 | 74984 | Nuclear | PJM | Public Service Electric & Gas Co. | Existing | 1987-02-01 | 2046-04-01 | Hancocks Bridge | NJ | Salem
1930 | Hope Creek LLCWindCancelled | Wind | 1.9 | 74985 | Inactive | MISO West Region | Northern States Power Co. | Cancelled | 2001-08-21 | 2099-01-01 | Hendricks | MN | Lincoln
1931 | Hopewell (DOMENE)CoalExisting | Coal | 71.1 | 74986 | ST Coal | PJM | Dominion | Existing | 1992-07-01 | 2099-01-01 | Hopewell | VA | Hopewell
1932 | Hopewell CogenerationCCExisting | CC | 395.6 | 1911 | Combined Cycle | PJM | Dominion | Existing | 1993-02-01 | 2099-01-01 | Hopewell | VA | Hopewell
1933 | HopkintonOtherExisting | Other | 2.28 | 74988 | CT Oil | MISO Central Region | AmerenCIPS | Existing | 1973-01-01 | 2099-01-01 | Hopkinton | IA | Delaware
1934 | Hornby Wind FarmWindPlanned | Wind | 30 | #N/A | Wind | NYISO | NYISO - Central Zone (C) | Planned | 2007-12-31 | 2099-12-01 | Not Given | NY | Steuben
1935 | Horry County LandfillCTCancelled | CT | 3.3 | 74989 | Inactive | SERC | Santee Cooper | Cancelled | 2001-09-04 | 2099-01-01 | Conway | SC | Horry
1936 | Horseshoe LakeCCExisting | CC | 237 | 1514 | Combined Cycle | SPP | Oklahoma Gas & Electric Co. | Existing | 1963-06-01 | 2099-01-01 | Harrah | OK | Oklahoma
1937 | Horseshoe LakeCTExisting | CT | 663 | 1514 | ST Gas | SPP | Oklahoma Gas & Electric Co. | Existing | 1958-04-01 | 2099-01-01 | Harrah | OK | Oklahoma
1938 | Hosiery Mill DamHydroCancelled | Hydro | 1.25 | 74941 | Inactive | ISO New England | Northeast Utilities - New Hampshire | Cancelled | 1984-01-01 | 2099-01-01 | Hillsboro | NH | Hillsborough
1939 | Hot Spring Energy Facility (Duke)CCExisting | CC | 620 | 2220 | Combined Cycle | Entergy | Entergy North | Existing | 2002-05-31 | 2099-01-01 | Malvern | AR | Hot Spring
1940 | Hot Spring PowerCCExisting | CC | 757 | 74993 | Combined Cycle | Entergy | Entergy North | Existing | 2005-07-15 | 2099-01-01 | Not Given | AR | Hot Spring
1941 | HoumaCTCancelled | CT | 16.28 | 1319 | Retired | SPP | Louisiana Energy & Power Authority | Cancelled | 1948-01-01 | 2001-01-01 | Houma | LA | Terrebonne
1942 | HoumaCTExisting | CT | 72.13 | 1319 | ST Gas | SPP | Louisiana Energy & Power Authority | Existing | 1967-01-01 | 2099-01-01 | Houma | LA | Terrebonne
1943 | Hound ChuteHydroCancelled | Hydro | 3.96 | 913659 | Inactive | IESO | IESO (Ontario) | Cancelled | 1910-01-01 | 2099-01-01 | Cobalt | ON | Not Applicable
1944 | Howard BendOtherExisting | Other | 55 | 74998 | CT Oil | MISO Central Region | AmerenUE | Existing | 1973-07-01 | 2099-01-01 | Not Given | MO | St. Louis
1945 | Howard WindWindPlanned | Wind | 50 | 750143 | Wind | NYISO | NYISO - Central Zone (C) | Planned | 2007-10-01 | 2099-12-01 | Not Given | NY | Steuben
1946 | HowlandHydroCancelled | Hydro | 1.89 | 75001 | Inactive | ISO New England | Bangor Hydro-Electric Co. | Cancelled | 1921-01-01 | 2099-01-01 | Howland | ME | Penobscot
1947 | Hudson (PSEGF)CoalExisting | Coal | 623 | 1430 | ST Coal | PJM | Public Service Electric & Gas Co. | Existing | 1968-12-01 | 2099-01-01 | Jersey City | NJ | Hudson
1948 | Hudson (PSEGF)CTCancelled | CT | 140 | 1430 | Retired | PJM | Public Service Electric & Gas Co. | Cancelled | 1967-12-01 | 2003-10-16 | Jersey City | NJ | Hudson
1949 | Hudson (PSEGF)CTExisting | CT | 405 | 1430 | ST Gas | PJM | Public Service Electric & Gas Co. | Existing | 1964-12-01 | 2008-10-01 | Jersey City | NJ | Hudson
1950 | Hudson AvenueOtherCancelled | Other | 44 | #N/A | Retired | NYISO | NYISO - NY City (J) | Cancelled | 1951-08-01 | 2004-09-30 | New York | NY | Kings
1951 | Hudson AvenueOtherExisting | Other | 50.7 | #N/A | CT Oil | NYISO | NYISO - NY City (J) | Existing | 1970-07-01 | 2099-01-01 | New York | NY | Kings
1952 | Hudson Falls Hydroelectric ProjectHydroExisting | Hydro | 36.04 | 75005 | Hydro Storage | NYISO | NYISO - Capital Zone (F) | Existing | 1995-11-01 | 2099-01-01 | South Glens Falls | NY | Saratoga
1953 | Hudson River MillOtherCancelled | Other | 38.4 | 75006 | Retired | NYISO | NYISO - Central Zone (C) | Cancelled | 1969-12-01 | 2002-11-01 | Corinth | NY | Saratoga
1954 | Hugo (WEFA)CoalExisting | Coal | 418 | 1782 | ST Coal | SPP | Western Farmers Electric Coop | Existing | 1982-04-01 | 2099-01-01 | Fort Towson | OK | Choctaw
1955 | Hugo (WEFA)CoalFuture | Coal | 750 | 1782 | ST Coal | SPP | Western Farmers Electric Coop | Future | 2011-01-01 | 2099-12-01 | Fort Towson | OK | Choctaw
1956 | Hugoton 1OtherExisting | Other | 2.28 | 75010 | CT Oil | SPP | Sunflower Electric Power Corp., Inc. | Existing | 1929-01-01 | 2099-01-01 | Hugoton | KS | Stevens
1957 | Hugoton 2OtherExisting | Other | 16.85 | 75011 | CT Oil | SPP | Sunflower Electric Power Corp., Inc. | Existing | 1964-01-01 | 2099-01-01 | Hugoton | KS | Stevens
1958 | Hull 2HydroExisting | Hydro | 27.28 | 608640 | Hydro Run-of-River | Eastern Canada | Hydro-Quebec | Existing | 1969-01-01 | 2099-01-01 | Not Given | PQ | Not Applicable
1959 | HumboldtCoalCancelled | Coal | 49 | 75012 | Retired | MRO US | MidAmerican Energy Co. | Cancelled | 1951-11-01 | 1999-12-01 | Humboldt | IA | Humboldt
1960 | Hunlock CreekCoalExisting | Coal | 48 | 75016 | ST Coal | PJM | PPL Electric Utilities Corp. | Existing | 1959-09-01 | 2050-01-01 | Hunlock Creek | PA | Luzerne
1961 | Hunlock CreekCTExisting | CT | 44 | 75016 | CT Gas | PJM | PPL Electric Utilities Corp. | Existing | 2000-12-08 | 2099-01-01 | Hunlock Creek | PA | Luzerne
1962 | HunterstownCCExisting | CC | 800 | 1526 | Combined Cycle | PJM | Pennsylvania Electric | Existing | 2003-06-01 | 2099-01-01 | Gettysburg | PA | Adams
1963 | HunterstownCTExisting | CT | 81 | 1526 | CT Gas | PJM | Metropolitan Edison | Existing | 1971-05-01 | 2099-01-01 | Gettysburg | PA | Adams
1964 | Huntington FallsHydroExisting | Hydro | 5.7 | #N/A | Hydro Run-of-River | ISO New England | Central Vermont Public Service Corp. | Existing | 1988-10-01 | 2099-01-01 | Not Given | VT | Addison
1965 | Huntington Resource Recovery FOtherExisting | Other | 22.84 | 75019 | ST Other | NYISO | NYISO - Long Island (K) | Existing | 1991-12-01 | 2099-01-01 | East Northport | NY | Suffolk
1966 | HuntleyCoalCancelled | Coal | 370.7 | 1464 | Retired | NYISO | NYISO - West Zone (A) | Cancelled | 1942-12-01 | 2006-04-01 | Tonawanda | NY | Erie
1967 | HuntleyCoalExisting | Coal | 401.39 | 1464 | ST Coal | NYISO | NYISO - West Zone (A) | Existing | 1957-12-01 | 2099-01-01 | Tonawanda | NY | Erie
1968 | Huron WindWindCancelled | Wind | 10 | #N/A | Inactive | IESO | IESO (Ontario) | Cancelled | 2002-11-29 | 2099-01-01 | Kincardine | ON | Not Applicable
1969 | HuronCTExisting | CT | 63.8 | 75021 | CT Gas | MRO US | WAPA Billings East (UM-East) DAKOTAS | Existing | 1961-12-01 | 2099-01-01 | Huron | SD | Beadle
1970 | HuronOtherExisting | Other | 2.15 | #N/A | CT Oil | MRO US | WAPA Billings East (UM-East) DAKOTAS | Existing | 1996-01-01 | 2099-01-01 | Huron | SD | Beadle
1971 | HutchingsCoalExisting | Coal | 371 | 1499 | ST Coal | PJM | Dayton Power & Light Co. | Existing | 1948-07-01 | 2099-01-01 | Miamisburg | OH | Montgomery
1972 | HutchingsOtherExisting | Other | 33 | 1499 | CT Oil | PJM | Dayton Power & Light Co. | Existing | 1968-11-01 | 2099-01-01 | Miamisburg | OH | Montgomery
1973 | Hutchinson (KPL)CTCancelled | CT | 3 | 2452 | Inactive | SPP | Westar Energy | Cancelled | 1983-01-01 | 2099-01-01 | Hutchinson | KS | Reno
1974 | Hutchinson (KPL)CTExisting | CT | 484 | 2452 | CT Gas | SPP | Westar Energy | Existing | 1974-05-01 | 2099-01-01 | Hutchinson | KS | Reno
1975 | Hutchinson Plant 1CTCancelled | CT | 16.78 | 75023 | Inactive | MISO West Region | Hutchinson Utilities Commission | Cancelled | 1971-01-01 | 2099-01-01 | Hutchinson | MN | Mcleod
1976 | Hutchinson Plant 1CTExisting | CT | 13 | 75023 | CT Gas | MISO West Region | Great River Energy | Existing | 1958-01-01 | 2099-01-01 | Hutchinson | MN | Mcleod
1977 | Hutchinson Plant 2CCExisting | CC | 51 | 75024 | Combined Cycle | MISO West Region | Great River Energy | Existing | 1994-11-04 | 2099-01-01 | Hutchinson | MN | Mcleod
1978 | Hutchinson Plant 2OtherExisting | Other | 42 | 75024 | CT Oil | MISO West Region | Great River Energy | Existing | 1977-03-01 | 2099-01-01 | Hutchinson | MN | Mcleod
1979 | HutsonvilleCoalExisting | Coal | 165 | 2385 | ST Coal | MISO Central Region | AmerenCIPS | Existing | 1953-02-01 | 2099-01-01 | Hutsonville | IL | Crawford
1980 | HutsonvilleCTCancelled | CT | 3 | 2385 | Inactive | MISO Central Region | AmerenCIPS | Cancelled | 1968-04-01 | 2099-01-01 | Hutsonville | IL | Crawford
1981 | Hutzel HospitalCTCancelled | CT | 1.6 | 75026 | Inactive | MISO East Region | Detroit Edison Co. | Cancelled | 1988-06-01 | 2099-01-01 | Detroit | MI | Wayne
1982 | Hydraska Saint-LambertHydroExisting | Hydro | 6.5 | #N/A | Hydro Run-of-River | Eastern Canada | Hydro-Quebec | Existing | 1995-01-01 | 2099-01-01 | Saint-Lambert | PQ | Not Applicable
1983 | Hydraulic RaceHydroCancelled | Hydro | 3 | 75030 | Inactive | NYISO | NYISO - Mohawk Valley Zone (E) | Cancelled | 1942-01-01 | 2099-01-01 | Not Given | NY | Niagara
1984 | Hydro Plant - STURGIHydroCancelled | Hydro | 2.38 | 75035 | Inactive | MISO East Region | Consumers Energy Co. | Cancelled | 1983-04-01 | 2099-01-01 | Sturgis | MI | St. Joseph
1985 | Hydro Station 2 (BVE)HydroCancelled | Hydro | 1.7 | #N/A | Inactive | ISO New England | National Grid - SEMA | Cancelled | 1899-12-31 | 2099-01-01 | Not Given | RI | Not Applicable
1986 | Hydrocarbon Generation Inc.CTExisting | CT | 1.84 | 610915 | CT Gas | NYISO | NYISO - Genesee Zone (B) | Existing | 1992-12-01 | 2099-01-01 | Allegany | NY | Allegany
1987 | Hydro-Kennebec ProjectHydroExisting | Hydro | 15.1 | 75034 | Hydro Run-of-River | ISO New England | Central Maine Power Co. | Existing | 1989-03-01 | 2099-01-01 | Winslow | ME | Kennebec
1988 | I-95 Energy/Resource RecoveryOtherExisting | Other | 79 | 75041 | ST Other | PJM | Dominion | Existing | 1990-06-01 | 2099-01-01 | Lorton | VA | Fairfax
1989 | I-95 Landfill Phase ICTCancelled | CT | 3.2 | 75042 | Inactive | PJM | Dominion | Cancelled | 1992-01-01 | 2099-01-01 | Lorton | VA | Fairfax
1990 | I-95 Landfill Phase IICTCancelled | CT | 3.2 | 75043 | Inactive | PJM | Dominion | Cancelled | 1993-03-01 | 2099-01-01 | Lorton | VA | Fairfax
1991 | Iatan 2CoalPlanned | Coal | 900 | 587631 | ST Coal | SPP | Aquila MISSOURI | Planned | 2010-06-01 | 2099-01-01 | Weston | MO | Platte
1992 | IatanCoalCancelled | Coal | 671 | 1719 | Inactive | SPP | Kansas City Power & Light Co. | Cancelled | 1980-05-01 | 2000-01-01 | Weston | MO | Platte
1993 | IatanCoalExisting | Coal | 671 | 1719 | ST Coal | SPP | Kansas City Power & Light Co. | Existing | 1980-05-01 | 2099-01-01 | Weston | MO | Platte
1994 | Iberville Energy CenterCCCancelled | CC | 600 | #N/A | Cancelled | Entergy | Entergy South | Cancelled | 2004-03-01 | 2099-01-01 | Plaquemine | LA | Iberville
1995 | IdolsHydroCancelled | Hydro | 1.44 | 75056 | Retired | SERC | Duke Energy Corp. | Cancelled | 1899-12-31 | 2001-01-01 | Clemmons | NC | Forsyth
1996 | IIT Cogeneration FacilityCTCancelled | CT | 7.52 | 75048 | Inactive | PJM | Commonwealth Edison Co. | Cancelled | 1991-05-01 | 2099-01-01 | Chicago | IL | Cook
1997 | Iles-de-la-MadeleineOtherExisting | Other | 67.2 | #N/A | CT Oil | Eastern Canada | Hydro-Quebec | Existing | 1988-01-01 | 2099-01-01 | Not Given | PQ | Not Applicable
1998 | Ilion Energy CenterCCExisting | CC | 63.8 | 385778 | Combined Cycle | NYISO | NYISO - Mohawk Valley Zone (E) | Existing | 1993-03-01 | 2099-01-01 | Ilion | NY | Herkimer
1999 | Illinois Energy GroupCoalCancelled | Coal | 1500 | 588082 | Cancelled | MISO Central Region | AmerenCIPS | Cancelled | 2050-01-01 | 2099-01-01 | Not Given | IL | Franklin
2000 | Illinois Wind [FPL]WindCancelled | Wind | 60 | 850236 | Cancelled | PJM | Commonwealth Edison Co. | Cancelled | 2003-11-01 | 2099-01-01 | Not Given | IL | Lee
2001 | Indeck Olean Energy CenterCCExisting | CC | 86.9 | 75064 | Combined Cycle | NYISO | NYISO - West Zone (A) | Existing | 1994-01-01 | 2099-01-01 | Olean | NY | Cattaraugus
2002 | Indeck Oswego Energy CenterCCExisting | CC | 57.57 | 75065 | Combined Cycle | NYISO | NYISO - Central Zone (C) | Existing | 1990-05-01 | 2099-01-01 | Oswego | NY | Oswego
2003 | Indeck West EnfieldCTExisting | CT | 27.5 | 75068 | ST Gas | ISO New England | Bangor Hydro-Electric Co. | Existing | 1986-12-01 | 2099-01-01 | West Enfield | ME | Penobscot
2004 | Indeck-Corinth Energy CenterCCExisting | CC | 147 | 1973 | Combined Cycle | NYISO | NYISO - Capital Zone (F) | Existing | 1995-03-01 | 2099-01-01 | Corinth | NY | Saratoga
2005 | Indeck-Silver Springs Energy CCCExisting | CC | 62 | 78045 | Combined Cycle | NYISO | NYISO - Central Zone (C) | Existing | 1991-05-01 | 2099-01-01 | Silver Springs | NY | Wyoming
2006 | Indeck-Yerkes Energy CenterCCExisting | CC | 60.04 | 75069 | Combined Cycle | NYISO | NYISO - West Zone (A) | Existing | 1990-02-01 | 2099-01-01 | Tonawanda | NY | Erie
2007 | Independence IACTCancelled | CT | 7.18 | 75072 | Inactive | MISO West Region | Alliant West | Cancelled | 1949-01-01 | 2099-01-01 | Independence | IA | Buchanan
2008 | Independence IAOtherExisting | Other | 19.5 | 75072 | CT Oil | MISO West Region | Alliant West | Existing | 1957-01-01 | 2099-01-01 | Independence | IA | Buchanan
2009 | Independence Station (Sithe)CCExisting | CC | 1064 | 2066 | Combined Cycle | NYISO | NYISO - Central Zone (C) | Existing | 1994-10-01 | 2099-01-01 | Scriba | NY | Oswego
2010 | IndependenceCoalExisting | Coal | 1678 | 1776 | ST Coal | Entergy | Entergy North | Existing | 1983-01-01 | 2050-01-01 | Newark | AR | Independence
2011 | Indian ChuteHydroCancelled | Hydro | 3 | 913686 | Inactive | IESO | IESO (Ontario) | Cancelled | 1923-07-01 | 2099-01-01 | Not Given | ON | Not Applicable
2012 | Indian Orchard PlantCoalCancelled | Coal | 5.69 | 75074 | Inactive | ISO New England | Northeast Utilities - Connecticut | Cancelled | 1985-05-01 | 2099-01-01 | Springfield | MA | Hampden
2013 | Indian OrchardHydroExisting | Hydro | 3.7 | 75073 | Hydro Run-of-River | ISO New England | Northeast Utilities - WCMA | Existing | 1928-01-01 | 2099-01-01 | Indian Orchard | MA | Hampden
2014 | Indian Point 2OtherExisting | Other | 63.6 | 1450 | CT Oil | NYISO | NYISO - Millwood Zone (H) | Existing | 1969-07-01 | 2099-01-01 | Buchanan | NY | Westchester
2015 | Indian Point 3CTCancelled | CT | 360 | 75075 | Indefinitely Postponed | NYISO | NYISO - Millwood Zone (H) | Cancelled | 2050-01-01 | 2099-01-01 | Buchanan | NY | Westchester
2016 | Indian Point 3NuclearExisting | Nuclear | 1004 | 75075 | Nuclear | NYISO | NYISO - Millwood Zone (H) | Existing | 1976-08-01 | 2035-12-01 | Buchanan | NY | Westchester
2017 | Indian PointNuclearExisting | Nuclear | 951 | 1450 | Nuclear | NYISO | NYISO - Millwood Zone (H) | Existing | 1973-08-01 | 2033-09-01 | Buchanan | NY | Westchester
2018 | Indian River (NRG)CoalExisting | Coal | 767 | 2333 | ST Coal | PJM | Delmarva Power & Light Co. | Existing | 1957-11-01 | 2099-01-01 | Millsboro | DE | Sussex
2019 | Indian River (NRG)OtherExisting | Other | 21 | 2333 | CT Oil | PJM | Delmarva Power & Light Co. | Existing | 1967-06-01 | 2099-01-01 | Millsboro | DE | Sussex
2020 | Indian River (RELIANT)CTExisting | CT | 350 | 385620 | CT Gas | Florida | Orlando Utilities Commission | Existing | 1989-06-01 | 2099-01-01 | Titusville | FL | Brevard
2021 | Indian River (RELIANT)OtherExisting | Other | 619 | 2209 | ST Oil | Florida | Orlando Utilities Commission | Existing | 1960-02-01 | 2099-01-01 | Titusville | FL | Brevard
2022 | Indiana University of PennsylvOtherExisting | Other | 24.32 | 75079 | CT Oil | PJM | Pennsylvania Electric | Existing | 1988-03-01 | 2099-01-01 | Indiana | PA | Indiana
2023 | Indiana WindsWindFuture | Wind | 100 | 613316 | Inactive | MISO Central Region | Duke (Cinergy) | Future | 2008-12-31 | 2099-12-01 | Not Given | IN | Benton
2024 | IndianaCCCancelled | CC | 900 | #N/A | Cancelled | MISO Central Region | Vectren (SIGE) | Cancelled | 2005-06-01 | 2099-01-01 | Otwell | IN | Pike
2025 | Indianapolis Resource RecoveryCTCancelled | CT | 6.5 | #N/A | Inactive | MISO Central Region | Indianapolis Power & Light Co. | Cancelled | 1988-11-01 | 2099-01-01 | Indianapolis | IN | Marion
2026 | IndianolaOtherExisting | Other | 36.2 | 75080 | CT Oil | MRO US | MidAmerican Energy Co. | Existing | 1977-01-01 | 2099-01-01 | Indianola | IA | Warren
2027 | Indiantown Cogeneration FacilityCoalExisting | Coal | 330 | 2014 | ST Coal | Florida | Florida Power & Light Co. | Existing | 1995-12-01 | 2099-01-01 | Indiantown | FL | Martin
2028 | Industrial Energy Applications - BelmondCTCancelled | CT | 4.8 | 72833 | Inactive | MISO West Region | Alliant West | Cancelled | 1995-12-01 | 2099-01-01 | Belmond | IA | Wright
2029 | Industrial Energy Applications 11CTCancelled | CT | 3.73 | 72833 | Inactive | MISO West Region | Alliant West | Cancelled | 1986-06-01 | 2099-01-01 | Marengo | IA | Iowa
2030 | Industrial Energy Applications 12CTCancelled | CT | 3.73 | 72833 | Inactive | MISO West Region | Alliant West | Cancelled | 1986-06-01 | 2099-01-01 | Marengo | IA | Iowa
2031 | Industrial Energy Applications 1CTCancelled | CT | 3.66 | 72833 | Inactive | MISO West Region | Alliant West | Cancelled | 1993-06-01 | 2099-01-01 | Dubuque | IA | Dubuque
2032 | Industrial Energy Applications 2CTCancelled | CT | 2.97 | 72833 | Inactive | MISO West Region | Alliant West | Cancelled | 1993-06-01 | 2099-01-01 | Dubuque | IA | Dubuque
2033 | Industrial Energy Applications 5CTCancelled | CT | 1 | 72833 | Inactive | MISO West Region | Alliant West | Cancelled | 1987-01-01 | 2099-01-01 | Nevada | IA | Story
2034 | Industrial Energy Applications 7CTCancelled | CT | 9.6 | 72833 | Inactive | MISO West Region | Alliant West | Cancelled | 1998-06-01 | 2099-01-01 | Marshalltown | IA | Marshall
2035 | Industrial Energy Applications 8CTCancelled | CT | 5.8 | 72833 | Inactive | MISO West Region | Alliant West | Cancelled | 1986-06-01 | 2099-01-01 | Marion | IA | Linn
2036 | Industrial Energy Applications 9CTCancelled | CT | 14.4 | 72833 | Inactive | MISO West Region | Alliant West | Cancelled | 1992-06-01 | 2099-01-01 | Cedar Rapids | IA | Linn
2037 | Industrial Energy Applications 9OtherCancelled | Other | 1.6 | 72833 | Inactive | MISO West Region | Alliant West | Cancelled | 1992-06-01 | 2099-01-01 | Cedar Rapids | IA | Linn
2038 | Industrial Energy Applications IncCTCancelled | CT | 8.69 | 72833 | Inactive | MISO West Region | Minnesota Power, Inc. | Cancelled | 1994-10-01 | 2099-01-01 | Duluth | MN | St. Louis
2039 | Ingersoll Milling Machine CompCTCancelled | CT | 4.85 | 75084 | Inactive | PJM | Commonwealth Edison Co. | Cancelled | 1998-07-01 | 2099-01-01 | Rockford | IL | Winnebago
2040 | InghamsHydroExisting | Hydro | 7 | 75085 | Hydro Run-of-River | NYISO | NYISO - Capital Zone (F) | Existing | 1912-01-01 | 2099-01-01 | Not Given | NY | Herkimer
2041 | Intercession CityCTExisting | CT | 282 | 75091 | CT Gas | Florida | Progress Energy Florida Inc. | Existing | 2000-12-13 | 2099-01-01 | Intercession City | FL | Osceola
2042 | Intercession CityOtherExisting | Other | 915.01 | 75091 | CT Oil | Florida | Progress Energy Florida Inc. | Existing | 1974-05-01 | 2099-01-01 | Intercession City | FL | Osceola
2043 | International Falls Power CompHydroExisting | Hydro | 46 | 75093 | Hydro Run-of-River | MISO West Region | Minnesota Power, Inc. | Existing | 1988-01-01 | 2099-01-01 | International Falls | MN | Koochiching
2044 | InterstateCTExisting | CT | 134 | 75095 | CT Gas | MISO Central Region | City Water, Light & Power (Springfield IL) | Existing | 1998-01-01 | 2099-01-01 | Not Given | IL | Sangamon
2045 | Intrepid Wind ProjectWindExisting | Wind | 160 | 664425 | Wind | MRO US | MidAmerican Energy Co. | Existing | 2004-12-31 | 2099-01-01 |  | IA | Sac
2046 | InukjuakOtherExisting | Other | 2.74 | #N/A | CT Oil | Eastern Canada | Hydro-Quebec | Existing | 1981-01-01 | 2099-01-01 | Not Given | PQ | Not Applicable
2047 | Inver HillsOtherExisting | Other | 432.4 | 75097 | CT Oil | MISO West Region | Northern States Power Co. | Existing | 1972-05-01 | 2099-01-01 | South Saint Paul | MN | Dakota
2048 | IolaCTExisting | CT | 14.79 | 75098 | CT Gas | SPP | Westar Energy | Existing | 1998-08-01 | 2099-01-01 | Iola | KS | Allen
2049 | IolaOtherExisting | Other | 26.04 | 75098 | CT Oil | SPP | Westar Energy | Existing | 1969-01-01 | 2099-01-01 | Iola | KS | Allen
2050 | Iowa Distributed Wind Generation ProjectWindExisting | Wind | 2.28 | 75047 | Wind | MRO US | MidAmerican Energy Co. | Existing | 1999-01-01 | 2099-01-01 | Algona | IA | Kossuth
2051 | Iowa Stored EnergyCTCancelled | CT | 100 | 587886 | Indefinitely Postponed | MRO US | MidAmerican Energy Co. | Cancelled | 2050-01-01 | 2099-12-01 | Fort Dodge | IA | Webster
2052 | Iowa Stored EnergyWindCancelled | Wind | 85 | 587886 | Indefinitely Postponed | MRO US | MidAmerican Energy Co. | Cancelled | 2050-01-01 | 2099-12-01 | Fort Dodge | IA | Webster
2053 | Ipswich (High Street Station)CTCancelled | CT | 3.7 | 74924 | Inactive | ISO New England | Massachusetts Municipal Wholesale - NEMA | Cancelled | 1937-01-01 | 2099-01-01 | Ipswich | MA | Essex
2054 | Ipswich (High Street Station)CTExisting | CT | 8.86 | 74924 | CT Gas | ISO New England | Massachusetts Municipal Wholesale - NEMA | Existing | 1951-01-01 | 2099-01-01 | Ipswich | MA | Essex
2055 | Ironside Energy [Indiana Harbor Works]CTCancelled | CT | 50 | 1899 | Inactive | MISO East Region | Northern Indiana Public Service Co. | Cancelled | 2002-01-01 | 2099-01-01 | East Chicago | IN | Lake
2056 | Iroquois Falls Cogeneration FacilityCCExisting | CC | 110 | 609426 | Combined Cycle | IESO | IESO (Ontario) | Existing | 1996-09-01 | 2099-01-01 | Iroquois Falls | ON | Not Applicable
2057 | IrvineCoalFuture | Coal | 120 | #N/A | ST Coal | TVA | E.ON U.S. (LG&E) | Future | 2009-02-15 | 2099-01-01 | Irvine | KY | Estill
2058 | Island Falls Hydroelectric ProjectHydroPlanned | Hydro | 20 | 840920 | Hydro Storage | IESO | IESO (Ontario) | Planned | 2008-10-01 | 2099-12-01 | Not Given | ON | Not Applicable
2059 | Island FallsHydroExisting | Hydro | 95 | 608612 | Hydro Storage | MRO Canada - SaskPower | SaskPower | Existing | 1959-01-01 | 2099-01-01 | Flin Flon | SK | Not Applicable
2060 | Island Power ProjectCTCancelled | CT | 750 | #N/A | Cancelled | NYISO | NYISO - Long Island (K) | Cancelled | 2005-01-01 | 2099-01-01 | Brookhaven | NY | Suffolk
2061 | Isle Of Wight (WINER)WindCancelled | Wind | 1267.2 | 588293 | Cancelled | PJM | Delmarva Power & Light Co. | Cancelled | 2006-01-01 | 2099-12-01 | Not Given | MD | Not Applicable
2062 | IvujivikOtherExisting | Other | 1.05 | #N/A | CT Oil | Eastern Canada | Hydro-Quebec | Existing | 1985-01-01 | 2099-01-01 | Not Given | PQ | Not Applicable
2063 | Ivy RiverHydroCancelled | Hydro | 1.2 | 75114 | Inactive | SERC | Progress Energy Carolina Inc. | Cancelled | 1985-04-01 | 2099-01-01 | Madison | NC | Madison
2064 | J Strom ThurmondHydroExisting | Hydro | 280 | 75126 | Hydro Storage | SERC | Southern Company | Existing | 1953-01-01 | 2099-01-01 | Clarks Hill | SC | Mccormick
2065 | J WoodruffHydroExisting | Hydro | 36 | 75128 | Hydro Run-of-River | Florida | Progress Energy Florida Inc. | Existing | 1957-03-01 | 2099-01-01 | Chattahoochee | FL | Gadsden
2066 | J.C. McNeilCTExisting | CT | 53 | 2330 | ST Gas | ISO New England | Green Mountain Power Corp. | Existing | 1984-06-01 | 2099-01-01 | Burlington | VT | Chittenden
2067 | J.D. KennedyCTExisting | CT | 191.2 | 2360 | CT Gas | Florida | Jacksonville Electric Authority | Existing | 2000-04-01 | 2099-01-01 | Jacksonville | FL | Duval
2068 | J.D. KennedyOtherExisting | Other | 188.1 | 2360 | CT Oil | Florida | Jacksonville Electric Authority | Existing | 1973-05-01 | 2050-01-01 | Jacksonville | FL | Duval
2069 | J.K. SmithCTExisting | CT | 787.4 | 2249 | CT Gas | TVA | East Kentucky Power Coop, Inc. | Existing | 1996-03-01 | 2099-01-01 | Winchester | KY | Clark
2070 | J.K. SmithCTPlanned | CT | 425 | 2249 | CT Gas | TVA | East Kentucky Power Coop, Inc. | Planned | 2008-04-01 | 2099-12-01 | Winchester | KY | Clark
2071 | J.P. MadgettCoalExisting | Coal | 377 | 75189 | ST Coal | MRO US | Dairyland Power Coop. | Existing | 1979-11-01 | 2099-01-01 | Cochrane | WI | Buffalo
2072 | J.P. PriestHydroExisting | Hydro | 30 | 75122 | Hydro Storage | TVA | Tennessee Valley Authority | Existing | 1970-02-01 | 2099-01-01 | Nashville | TN | Davidson
2073 | Jack River LLCWindCancelled | Wind | 1.9 | 75133 | Inactive | MISO West Region | Northern States Power Co. | Cancelled | 2001-08-21 | 2099-01-01 | Hendricks | MN | Lincoln
2074 | Jack WatsonCoalExisting | Coal | 773.9 | 1383 | ST Coal | SERC | Southern Company | Existing | 1968-05-01 | 2050-01-01 | Gulfport | MS | Harrison
2075 | Jack WatsonCTExisting | CT | 321.4 | 1383 | ST Gas | SERC | Southern Company | Existing | 1957-06-01 | 2050-01-01 | Gulfport | MS | Harrison
2076 | JackmanHydroExisting | Hydro | 3.6 | 75134 | Hydro Run-of-River | ISO New England | Northeast Utilities - New Hampshire | Existing | 1926-02-01 | 2099-01-01 | Hillsboro | NH | Hillsborough
2077 | Jackson (JMED)CTCancelled | CT | 3.6 | 746609 | Inactive | PJM | AEP Ohio | Cancelled | 1990-12-01 | 2099-01-01 | Not Given | OH | Jackson
2078 | Jackson - JMUCTCancelled | CT | 22 | 75137 | Inactive | MISO Central Region | AmerenUE | Cancelled | 1963-04-01 | 2099-01-01 | Jackson | MO | Cape Girardeau
2079 | Jackson BluffHydroExisting | Hydro | 11 | #N/A | Hydro Run-of-River | Florida | Tallahassee Electric & Gas Dept. | Existing | 1985-09-01 | 2099-01-01 | Tallahassee | FL | Leon
2080 | Jackson Center PeakingCTCancelled | CT | 1.83 | 75141 | Inactive | MISO East Region | FirstEnergy Ohio | Cancelled | 1999-06-01 | 2099-01-01 | Not Given | OH | Shelby
2081 | Jackson County Resource RecoveCTCancelled | CT | 3.71 | #N/A | Inactive | MISO East Region | Consumers Energy Co. | Cancelled | 1987-11-01 | 2099-01-01 | Jackson | MI | Jackson
2082 | Jackson Square (Station J)OtherExisting | Other | 30 | 75144 | CT Oil | SPP | Independence Power & Light Dept. | Existing | 1969-06-01 | 2099-01-01 | Independence | MO | Jackson
2083 | JacksonCCExisting | CC | 560.3 | 75143 | Combined Cycle | MISO East Region | Consumers Energy Co. | Existing | 2002-07-01 | 2099-01-01 | Jackson | MI | Jackson
2084 | Jacksonville BiomassCCPlanned | CC | 70 | #N/A | Combined Cycle | Florida | Jacksonville Electric Authority | Planned | 2007-12-31 | 2099-01-01 | Jacksonville | FL | Duval
2085 | Jacobs Energy CorpCTCancelled | CT | 6.27 | #N/A | Inactive | MRO US | MidAmerican Energy Co. | Cancelled | 1997-10-01 | 2099-01-01 | Moline | IL | Rock Island
2086 | Jamaica Bay Energy [Far Rockaway]CTExisting | CT | 50 | 606970 | CT Gas | NYISO | NYISO - Long Island (K) | Existing | 2003-07-01 | 2099-01-01 | Far Rockaway | NY | Queens
2087 | James A FitzpatrickNuclearExisting | Nuclear | 843 | 75148 | Nuclear | NYISO | NYISO - Central Zone (C) | Existing | 1975-07-01 | 2034-10-01 | Oswego | NY | Oswego
2088 | James City Energy ParkCCCancelled | CC | 580 | 588181 | Cancelled | PJM | Dominion | Cancelled | 2050-01-01 | 2099-01-01 | Not Given | VA | James City
2089 | James De YoungCoalExisting | Coal | 57 | 1366 | ST Coal | MISO East Region | Consumers Energy Co. | Existing | 1951-04-01 | 2099-01-01 | Holland | MI | Ottawa
2090 | James River (SPCIUT)CoalExisting | Coal | 239 | 1399 | ST Coal | SPP | City Utilities of Springfield (Springfield MO) | Existing | 1957-08-01 | 2099-01-01 | Springfield | MO | Greene
2091 | James River (SPCIUT)CTExisting | CT | 149 | 1399 | CT Gas | SPP | City Utilities of Springfield (Springfield MO) | Existing | 1989-04-01 | 2099-01-01 | Springfield | MO | Greene
2092 | James River Cogeneration Co.CoalExisting | Coal | 108.48 | 1895 | ST Coal | PJM | Dominion | Existing | 1987-10-14 | 2099-01-01 | Hopewell | VA | Hopewell
2093 | JamestownOtherExisting | Other | 58 | 75151 | CT Oil | MISO West Region | Otter Tail Power Co. | Existing | 1976-05-01 | 2099-01-01 | Jamestown | ND | Stutsman
2094 | JanesvilleCTCancelled | CT | 2.8 | 75152 | Inactive | MISO West Region | Northern States Power Co. | Cancelled | 1955-01-01 | 2099-01-01 | Janesville | MN | Waseca
2095 | JanesvilleOtherExisting | Other | 7 | 75152 | CT Oil | MISO West Region | Alliant East | Existing | 1998-12-01 | 2099-01-01 | Janesville | MN | Waseca
2096 | Jarvis (Hinckley)HydroCancelled | Hydro | 9 | 75154 | Inactive | NYISO | NYISO - Mohawk Valley Zone (E) | Cancelled | 1991-07-01 | 2099-01-01 | Hinckley | NY | Oneida
2097 | Jasper 2CoalCancelled | Coal | 13.5 | 75157 | Inactive | MISO Central Region | Vectren (SIGE) | Cancelled | 1968-09-01 | 2099-01-01 | Jasper | IN | Dubois
2098 | Jasper CountyCCExisting | CC | 875 | 75155 | Combined Cycle | SERC | South Carolina Electric & Gas Co. | Existing | 2004-06-01 | 2099-01-01 | Hardeeville | SC | Jasper
2099 | Java WindWindCancelled | Wind | 31.5 | 631986 | Wind | MISO West Region | Montana Dakota Utilities Co. | Cancelled | 2050-01-01 | 2099-12-01 | Akaska | SD | Walworth
2100 | Jeanerette Sugar Co. IncorCoalCancelled | Coal | 2.5 | 75630 | Inactive | SPP | Cleco Utility Group, Inc. | Cancelled | 1983-10-01 | 2099-01-01 | Jeanerette | LA | Iberia
2101 | JefferiesCoalExisting | Coal | 306 | 1571 | ST Coal | SERC | Santee Cooper | Existing | 1970-01-01 | 2099-01-01 | Moncks Corner | SC | Berkeley
2102 | JefferiesHydroExisting | Hydro | 128 | 1571 | Hydro Storage | SERC | Santee Cooper | Existing | 1942-12-01 | 2099-01-01 | Moncks Corner | SC | Berkeley
2103 | JefferiesOtherExisting | Other | 92 | 1571 | ST Oil | SERC | Santee Cooper | Existing | 1954-01-01 | 2099-01-01 | Moncks Corner | SC | Berkeley
2104 | Jeffers Wind Energy CenterWindExisting | Wind | 94.5 | 824780 | Wind | MISO West Region | Alliant West | Existing | 2005-01-01 | 2099-12-01 | Jeffers | MN | Cottonwood
2105 | Jefferson (LFNO47)CTCancelled | CT | 8.5 | 75162 | Inactive | Florida | Progress Energy Florida Inc. | Cancelled | 1990-01-01 | 2099-01-01 | Monticello | FL | Jefferson
2106 | Jefferson Smurfit Corporation JacksonvilleCTCancelled | CT | 43.5 | 75163 | Retired | Florida | Jacksonville Electric Authority | Cancelled | 1983-03-01 | 2003-11-15 | Jacksonville | FL | Duval
2107 | Jeffrey Energy CenterCoalCancelled | Coal | 2219 | 1720 | Inactive | SPP | Westar Energy | Cancelled | 1978-07-01 | 2000-01-01 | Saint Marys | KS | Pottawatomie
2108 | Jeffrey Energy CenterCoalExisting | Coal | 2219 | 1720 | ST Coal | SPP | Westar Energy | Existing | 1978-07-01 | 2099-01-01 | Saint Marys | KS | Pottawatomie
2109 | JeffreyHydroExisting | Hydro | 18 | 75168 | Hydro Storage | MRO US | Nebraska Public Power District | Existing | 1941-01-01 | 2099-01-01 | Brady | NE | Lincoln
2110 | JenkinsOtherExisting | Other | 36 | 75169 | CT Oil | PJM | PPL Electric Utilities Corp. | Existing | 1969-07-01 | 2099-01-01 | Not Given | PA | Luzerne
2111 | JenpegHydroExisting | Hydro | 137.76 | 608517 | Hydro Storage | MRO Canada - Manitoba | Manitoba Hydro | Existing | 1978-09-01 | 2099-01-01 | Not Given | MB | Not Applicable
2112 | Jessica Mills LLCWindCancelled | Wind | 1.9 | 75173 | Inactive | MISO West Region | Northern States Power Co. | Cancelled | 2001-08-21 | 2099-01-01 | Hendricks | MN | Lincoln
2113 | JetmoreCTCancelled | CT | 6 | 75174 | Inactive | SPP | MidWest Energy, Inc. | Cancelled | 1946-01-01 | 2099-01-01 | Jetmore | KS | Hodgeman
2114 | Jim FallsHydroExisting | Hydro | 55.81 | 75175 | Hydro Storage | MISO West Region | Northern States Power Co. | Existing | 1988-07-01 | 2099-01-01 | Jim Falls | WI | Chippewa
2115 | J-Massachusetts DivisionCTCancelled | CT | 13.95 | #N/A | Inactive | ISO New England | Northeast Utilities - New Hampshire | Cancelled | 1929-01-01 | 2099-01-01 | Fitchburg | MA | Worcester
2116 | JocasseeHydroExisting | Hydro | 610 | 75177 | Pumped Storage Hydro | SERC | Duke Energy Corp. | Existing | 1973-12-01 | 2099-01-01 | Salem | SC | Pickens
2117 | John B Rich Memorial Power StCoalExisting | Coal | 88.4 | 75180 | ST Coal | PJM | PPL Electric Utilities Corp. | Existing | 1988-02-01 | 2099-01-01 | Frackville | PA | Schuylkill
2118 | John H KerrHydroExisting | Hydro | 236 | 75186 | Hydro Storage | PJM | Dominion | Existing | 1953-03-01 | 2099-01-01 | Not Given | VA | Mecklenburg
2119 | John H. WardenCTExisting | CT | 18 | 75187 | ST Gas | MISO West Region | We Energies | Existing | 1959-08-01 | 2099-01-01 | L'Anse | MI | Baraga
2120 | John Harmon GenCTCancelled | CT | 3 | 75188 | Inactive | SERC | Southern Company | Cancelled | 1980-06-01 | 2099-01-01 | Fort Valley | GA | Peach
2121 | John R. KellyCCExisting | CC | 116 | 2359 | Combined Cycle | Florida | Gainesville Regional Utilities | Existing | 2001-05-31 | 2099-01-01 | Gainesville | FL | Alachua
2122 | John R. KellyCTExisting | CT | 67 | 2359 | ST Gas | Florida | Gainesville Regional Utilities | Existing | 1961-08-01 | 2099-01-01 | Gainesville | FL | Alachua
2123 | John S Rainey Generating StationCCExisting | CC | 500 | 75179 | Combined Cycle | SERC | Santee Cooper | Existing | 2002-01-01 | 2099-01-01 | Starr | SC | Anderson
2124 | John S Rainey Generating StationCTExisting | CT | 540 | 75179 | CT Gas | SERC | Santee Cooper | Existing | 2002-03-01 | 2099-01-01 | Starr | SC | Anderson
2125 | John SevierCoalExisting | Coal | 712 | 1577 | ST Coal | TVA | Tennessee Valley Authority | Existing | 1955-07-01 | 2099-01-01 | Rogersville | TN | Hawkins
2126 | John W Turk JrCoalPlanned | Coal | 620 | #N/A | ST Coal | SPP | AEP West - SPP | Planned | 2011-05-01 | 2099-01-01 | Fulton | AR | Hempstead
2127 | Johnson 1HydroExisting | Hydro | 18 | 75191 | Hydro Storage | MRO US | Nebraska Public Power District | Existing | 1941-04-01 | 2099-01-01 | Smithfield | NE | Gosper
2128 | Johnson 2HydroExisting | Hydro | 18 | 75192 | Hydro Storage | MRO US | Nebraska Public Power District | Existing | 1941-04-01 | 2099-01-01 | Smithfield | NE | Gosper
2129 | Johnson FallsHydroExisting | Hydro | 1 | 75193 | Hydro Run-of-River | MISO West Region | Wisconsin Public Service Corp. | Existing | 1923-01-01 | 2099-01-01 | Not Given | WI | Marinette
2130 | JohnsonOtherExisting | Other | 5.5 | 75190 | CT Oil | SPP | Sunflower Electric Power Corp., Inc. | Existing | 1986-11-01 | 2099-01-01 | Johnson | KS | Stanton
2131 | Johnsonville (ERIEBOUL)HydroCancelled | Hydro | 2.3 | 75196 | Inactive | NYISO | NYISO - Capital Zone (F) | Cancelled | 1909-01-01 | 2099-01-01 | Johnsonville | NY | Rensselaer
2132 | Johnsonville (TVA)CoalExisting | Coal | 1254 | 1578 | ST Coal | TVA | Tennessee Valley Authority | Existing | 1951-10-01 | 2099-01-01 | Waverly | TN | Humphreys
2133 | Johnsonville (TVA)CTExisting | CT | 372 | 1578 | CT Gas | TVA | Tennessee Valley Authority | Existing | 2000-06-01 | 2099-01-01 | Waverly | TN | Humphreys
2134 | Johnsonville (TVA)OtherExisting | Other | 998.4 | 1578 | CT Oil | TVA | Tennessee Valley Authority | Existing | 1975-06-01 | 2099-01-01 | Waverly | TN | Humphreys
2135 | Johnston-Willis FacilityCTCancelled | CT | 2.46 | #N/A | Inactive | PJM | Dominion | Cancelled | 1994-03-01 | 2099-01-01 | Richmond | VA | Chesterfield
2136 | Joliet 9CoalExisting | Coal | 302 | 2390 | ST Coal | PJM | Commonwealth Edison Co. | Existing | 1959-06-01 | 2099-01-01 | Joliet | IL | Will
2137 | Joliet 9CTCancelled | CT | 134.5 | 2390 | Inactive | PJM | Commonwealth Edison Co. | Cancelled | 1967-06-01 | 2099-01-01 | Joliet | IL | Will
2138 | JolietCoalExisting | Coal | 1025 | 2307 | ST Coal | PJM | Commonwealth Edison Co. | Existing | 1965-04-01 | 2099-01-01 | Joliet | IL | Will
2139 | Jones Bluff (Robert F. Henry)HydroExisting | Hydro | 68 | 75199 | Hydro Storage | SERC | Southern Company | Existing | 1975-07-01 | 2099-01-01 | Selma | AL | Dallas
2140 | Jones StationCTExisting | CT | 486 | 1608 | ST Gas | SPP | Southwestern Public Service Co. | Existing | 1971-07-01 | 2099-01-01 | Lubbock | TX | Lubbock
2141 | Jones StreetOtherExisting | Other | 127.4 | 1409 | CT Oil | MRO US | Omaha Public Power District | Existing | 1973-06-01 | 2099-01-01 | Omaha | NE | Douglas
2142 | Jonesboro Energy CenterCTExisting | CT | 27.5 | 75061 | ST Gas | ISO New England | Bangor Hydro-Electric Co. | Existing | 1986-12-01 | 2099-01-01 | Jonesboro | ME | Washington
2143 | Jonesboro NorthwestCTExisting | CT | 130 | 75202 | CT Gas | SPP | AEP West - SPP | Existing | 1999-07-01 | 2099-01-01 | Jonesboro | AR | Craighead
2144 | Joppa (EEI)CoalCancelled | Coal | 1014 | 2398 | Cancelled | MISO Central Region | AmerenUE | Cancelled | 1953-08-01 | 2000-01-01 | Joppa | IL | Massac
2145 | Joppa (EEI)CoalExisting | Coal | 1014 | 2398 | ST Coal | MISO Central Region | AmerenUE | Existing | 1953-08-01 | 2099-01-01 | Joppa | IL | Massac
2146 | Jordan DamHydroExisting | Hydro | 138 | 72685 | Hydro Storage | SERC | Southern Company | Existing | 1929-01-01 | 2099-01-01 | Wetumpka | AL | Elmore
2147 | Joseph M. FarleyNuclearExisting | Nuclear | 1677.8 | 75205 | Nuclear | SERC | Southern Company | Existing | 1977-12-01 | 2037-06-01 | Ashford | AL | Houston
2148 | Joshua FallsCCCancelled | CC | 560 | 588014 | Cancelled | PJM | AEP Appalachian | Cancelled | 2050-01-01 | 2099-01-01 | Not Given | VA | Campbell
2149 | Judson LargeCTExisting | CT | 142.8 | 2445 | ST Gas | SPP | WestPlains Energy (KS) | Existing | 1969-06-01 | 2099-01-01 | Dodge City | KS | Ford
2150 | Julia Hills LLCWindCancelled | Wind | 1.9 | 75208 | Inactive | MISO West Region | Northern States Power Co. | Cancelled | 2001-08-21 | 2099-01-01 | Hendricks | MN | Lincoln
2151 | Juniata Locomotive ShopCoalCancelled | Coal | 4 | 75211 | Inactive | PJM | Pennsylvania Electric | Cancelled | 1955-08-01 | 2099-01-01 | Altoona | PA | Blair
2152 | K Street JetOtherExisting | Other | 69 | #N/A | CT Oil | ISO New England | NSTAR Boston | Existing | 1979-05-01 | 2099-01-01 | South Boston | MA | Suffolk
2153 | KahokaCTCancelled | CT | 4.25 | 75218 | Inactive | MISO Central Region | AmerenUE | Cancelled | 1956-01-01 | 2099-01-01 | Kahoka | MO | Clark
2154 | Kakabeka FallsHydroExisting | Hydro | 25 | 609083 | Hydro Storage | IESO | IESO (Ontario) | Existing | 1906-01-01 | 2099-01-01 | Thunder Bay | ON | Not Applicable
2155 | Kalamazoo River Generating StationCTExisting | CT | 70 | 2125 | CT Gas | MISO East Region | Consumers Energy Co. | Existing | 1999-06-01 | 2099-01-01 | Comstock | MI | Kalamazoo
2156 | KalkaskaCCCancelled | CC | 605 | 75223 | Indefinitely Postponed | MISO East Region | Consumers Energy Co. | Cancelled | 2050-01-01 | 2099-01-01 | Kalkaska | MI | Kalkaska
2157 | KamargoHydroCancelled | Hydro | 4.94 | 75226 | Inactive | NYISO | NYISO - Mohawk Valley Zone (E) | Cancelled | 1921-01-01 | 2099-01-01 | Black River | NY | Jefferson
2158 | KammerCoalExisting | Coal | 630 | 1668 | ST Coal | PJM | AEP Ohio | Existing | 1958-07-01 | 2099-01-01 | Moundsville | WV | Marshall
2159 | Kanawha RiverCoalExisting | Coal | 400 | 1661 | ST Coal | PJM | AEP Appalachian | Existing | 1953-07-01 | 2099-01-01 | Glasgow | WV | Kanawha
2160 | KangiqsualujjuaqOtherExisting | Other | 2 | #N/A | CT Oil | Eastern Canada | Hydro-Quebec | Existing | 1990-01-01 | 2099-01-01 | Not Given | PQ | Not Applicable
2161 | KangiqsujuaqOtherExisting | Other | 1.52 | #N/A | CT Oil | Eastern Canada | Hydro-Quebec | Existing | 1982-01-01 | 2099-01-01 | Not Given | PQ | Not Applicable
2162 | KangirsukOtherExisting | Other | 1.05 | #N/A | CT Oil | Eastern Canada | Hydro-Quebec | Existing | 1984-01-01 | 2099-01-01 | Not Given | PQ | Not Applicable
2163 | Kankakee County Landfill Gas ReCTCancelled | CT | 1.6 | 75230 | Inactive | PJM | Commonwealth Edison Co. | Cancelled | 1992-06-01 | 2099-01-01 | Chebanse | IL | Kankakee
2164 | Kankakee Hydroelectric FacilitHydroCancelled | Hydro | 1.2 | 75231 | Inactive | PJM | Commonwealth Edison Co. | Cancelled | 1991-01-01 | 2099-01-01 | Kankakee | IL | Kankakee
2165 | Kannapolis Energy PartnersCTExisting | CT | 22.5 | 75233 | ST Gas | SERC | Duke Energy Corp. | Existing | 1950-01-01 | 2099-01-01 | Kannapolis | NC | Cabarrus
2166 | Kansas City IntlCTExisting | CT | 32.1 | 75236 | CT Gas | SPP | Aquila MISSOURI | Existing | 1977-04-01 | 2099-01-01 | Not Given | MO | Platte
2167 | Kansas CityCTCancelled | CT | 2 | 75235 | Retired | SPP | Kansas City Board of Public Utilities | Cancelled | 1946-01-01 | 2000-12-31 | Kansas City | KS | Wyandotte
2168 | Kansas River ProjectHydroCancelled | Hydro | 2.24 | 75237 | Inactive | SPP | Westar Energy | Cancelled | 1925-05-05 | 2099-01-01 | Lawrence | KS | Douglas
2169 | Kansas State University UtilitCTCancelled | CT | 4.94 | 75238 | Inactive | SPP | Kansas City Power & Light Co. | Cancelled | 1928-01-01 | 2099-01-01 | Manhattan | KS | Riley
2170 | KappCoalExisting | Coal | 220 | 2431 | ST Coal | MISO West Region | Alliant West | Existing | 1967-01-01 | 2099-01-01 | Clinton | IA | Clinton
2171 | KappCTExisting | CT | 18 | 2431 | ST Gas | MISO West Region | Alliant West | Existing | 1947-01-01 | 2099-01-01 | Clinton | IA | Clinton
2172 | Kapuskasing (TCPL)CCExisting | CC | 48 | 609488 | Combined Cycle | IESO | IESO (Ontario) | Existing | 1997-03-01 | 2099-01-01 | Kapuskasing | ON | Not Applicable
2173 | KarnCoalExisting | Coal | 515 | 1352 | ST Coal | MISO East Region | Consumers Energy Co. | Existing | 1959-11-01 | 2099-01-01 | Essexville | MI | Bay
2174 | KarnCTExisting | CT | 638 | 1352 | ST Gas | MISO East Region | Consumers Energy Co. | Existing | 1977-09-01 | 2099-01-01 | Essexville | MI | Bay
2175 | KarnOtherExisting | Other | 638 | 1352 | ST Oil | MISO East Region | Consumers Energy Co. | Existing | 1975-01-01 | 2099-01-01 | Essexville | MI | Bay
2176 | Kaukauna (WPPI)CTExisting | CT | 52 | #N/A | CT Gas | MISO West Region | Wisconsin Public Power, Inc. System | Existing | 2004-05-28 | 2099-01-01 | Kaukauna | WI | Outagamie
2177 | Kaukauna HyHydroCancelled | Hydro | 4.8 | 75244 | Inactive | MISO West Region | Wisconsin Public Power, Inc. System | Cancelled | 1940-12-01 | 2099-01-01 | Kaukauna | WI | Outagamie
2178 | KaukaunaCTCancelled | CT | 6 | 75246 | Retired | MISO West Region | Wisconsin Public Power, Inc. System | Cancelled | 1966-06-01 | 2003-05-01 | Kaukauna | WI | Outagamie
2179 | KaukaunaCTExisting | CT | 16 | 75246 | CT Gas | MISO West Region | Wisconsin Public Power, Inc. System | Existing | 1969-05-01 | 2099-01-01 | Kaukauna | WI | Outagamie
2180 | Kaw HydroelectricHydroExisting | Hydro | 32 | 75247 | Hydro Storage | SPP | Oklahoma Municipal Power Authority | Existing | 1989-08-01 | 2099-01-01 | Ponca City | OK | Kay
2181 | KawCoalExisting | Coal | 129 | 2456 | ST Coal | SPP | Kansas City Board of Public Utilities | Existing | 1955-01-01 | 2099-01-01 | Kansas City | KS | Wyandotte
2182 | KearneyHydroCancelled | Hydro | 1.47 | 75253 | Inactive | MRO US | Nebraska Public Power District | Cancelled | 1921-01-01 | 2099-01-01 | Kearney | NE | Buffalo
2183 | Kearny (PSEGF)CTCancelled | CT | 258 | 1431 | Retired | PJM | Public Service Electric & Gas Co. | Cancelled | 1973-05-01 | 2001-06-01 | Kearny | NJ | Hudson
2184 | Kearny (PSEGF)CTExisting | CT | 542 | 1431 | CT Gas | PJM | Public Service Electric & Gas Co. | Existing | 1970-05-01 | 2099-01-01 | Kearny | NJ | Hudson
2185 | Kearny (PSEGF)OtherCancelled | Other | 280 | 1431 | Retired | PJM | Public Service Electric & Gas Co. | Cancelled | 1953-03-01 | 2005-06-01 | Kearny | NJ | Hudson
2186 | Keele ValleyCTCancelled | CT | 30 | 745394 | Retired | IESO | IESO (Ontario) | Cancelled | 1995-04-01 | 2002-04-01 | Not Given | ON | Not Applicable
2187 | Keith D. Beardmore (Chillicothe)CoalExisting | Coal | 11 | 73660 | ST Coal | TVA | Associated Electric Coop, Inc. | Existing | 1948-01-01 | 2099-01-01 | Chillicothe | MO | Livingston
2188 | Keith D. Beardmore (Chillicothe)CTExisting | CT | 80 | 73660 | CT Gas | TVA | Associated Electric Coop, Inc. | Existing | 1986-06-01 | 2099-01-01 | Chillicothe | MO | Livingston
2189 | KelseyHydroExisting | Hydro | 224.7 | 608524 | Hydro Run-of-River | MRO Canada - Manitoba | Manitoba Hydro | Existing | 1961-01-01 | 2099-01-01 | Not Given | MB | Not Applicable
2190 | Kemper County [Scooba Peaker]CTExisting | CT | 340 | 75257 | CT Gas | TVA | Tennessee Valley Authority | Existing | 2002-05-15 | 2099-01-01 | De Kalb | MS | Kemper
2191 | Kendall County ProjectCCExisting | CC | 1168 | 2139 | Combined Cycle | PJM | Commonwealth Edison Co. | Existing | 2002-04-15 | 2099-01-01 | Minooka | IL | Kendall
2192 | Kendall SquareCCExisting | CC | 234 | 1342 | Combined Cycle | ISO New England | NSTAR Cambridge | Existing | 2002-08-01 | 2099-01-01 | Cambridge | MA | Middlesex
2193 | Kendall SquareOtherCancelled | Other | 65 | 1342 | Retired | ISO New England | NSTAR Cambridge | Cancelled | 1949-06-01 | 2002-07-15 | Cambridge | MA | Middlesex
2194 | Kendall SquareOtherExisting | Other | 46 | 1342 | CT Oil | ISO New England | NSTAR Cambridge | Existing | 1970-09-01 | 2099-01-01 | Cambridge | MA | Middlesex
2195 | Kenilworth Energy FacilityCCExisting | CC | 30 | 75260 | Combined Cycle | PJM | Public Service Electric & Gas Co. | Existing | 1989-05-01 | 2099-01-01 | Kenilworth | NJ | Union
2196 | Kennebec HydroHydroExisting | Hydro | 15.1 | #N/A | Hydro Run-of-River | ISO New England | Central Maine Power Co. | Existing | 1989-01-01 | 2099-01-01 | Winslow | ME | Kennebec
2197 | Kennedy International AirportCCExisting | CC | 103 | 2044 | Combined Cycle | NYISO | NYISO - NY City (J) | Existing | 1995-02-01 | 2099-01-01 | Jamaica | NY | Queens
2198 | KennettCTCancelled | CT | 3.06 | 75261 | Inactive | SPP | Southwestern Power Administration | Cancelled | 1942-01-01 | 2099-01-01 | Kennett | MO | Dunklin
2199 | KennettCTExisting | CT | 28.85 | 75261 | CT Gas | SPP | Southwestern Power Administration | Existing | 1951-01-01 | 2099-01-01 | Kennett | MO | Dunklin
2200 | KensicoHydroCancelled | Hydro | 2.4 | 75262 | Inactive | NYISO | NYISO - Central Zone (C) | Cancelled | 1983-07-01 | 2099-01-01 | Verplanck | NY | Westchester
2201 | Kent County Waste-to-Energy FaOtherExisting | Other | 14.6 | 75265 | ST Other | MISO East Region | Consumers Energy Co. | Existing | 1990-02-01 | 2099-01-01 | Grand Rapids | MI | Kent
2202 | Kent FallsHydroExisting | Hydro | 12.5 | 75266 | Hydro Run-of-River | NYISO | NYISO - North Zone (D) | Existing | 1985-07-01 | 2099-01-01 | Not Given | NY | Clinton
2203 | Kentucky Pioneer Energy ProjectCCCancelled | CC | 540 | 75272 | Cancelled | TVA | East Kentucky Power Coop, Inc. | Cancelled | 2050-01-01 | 2099-01-01 | Not Given | KY | Clark
2204 | Kentucky Western PowerCoalCancelled | Coal | 500 | 75271 | Cancelled | TVA | Tennessee Valley Authority | Cancelled | 2050-01-01 | 2099-01-01 | Calvert City | KY | Marshall
2205 | KentuckyHydroExisting | Hydro | 204.3 | 75267 | Hydro Storage | TVA | Tennessee Valley Authority | Existing | 1945-04-01 | 2099-01-01 | Gilbertsville | KY | Marshall
2206 | Kenyon MunicipalOtherExisting | Other | 6 | 75274 | CT Oil | MISO West Region | Northern States Power Co. | Existing | 1997-09-01 | 2099-01-01 | Kenyon | MN | Goodhue
2207 | Keokuk - UEHydroExisting | Hydro | 155.2 | 75275 | Hydro Run-of-River | MISO Central Region | AmerenUE | Existing | 1913-08-01 | 2099-01-01 | Keokuk | IA | Lee
2208 | KeoweeHydroExisting | Hydro | 174 | 75277 | Hydro Storage | SERC | Duke Energy Corp. | Existing | 1971-04-01 | 2099-01-01 | Seneca | SC | Pickens
2209 | KettleHydroExisting | Hydro | 1233.48 | 608495 | Hydro Storage | MRO Canada - Manitoba | Manitoba Hydro | Existing | 1971-05-01 | 2099-01-01 | Not Given | MB | Not Applicable
2210 | KeukaHydroCancelled | Hydro | 1.9 | 75294 | Inactive | NYISO | NYISO - Central Zone (C) | Cancelled | 1928-08-01 | 2099-01-01 | Penn Yan | NY | Steuben
2211 | KewauneeCTCancelled | CT | 1 | 75295 | Inactive | MISO West Region | Wisconsin Public Service Corp. | Cancelled | 1974-06-01 | 2099-01-01 | Kewaunee | WI | Kewaunee
2212 | KewauneeNuclearExisting | Nuclear | 578 | 75295 | Nuclear | MISO West Region | Wisconsin Public Service Corp. | Existing | 1974-06-01 | 2033-12-01 | Kewaunee | WI | Kewaunee
2213 | Key CityCTExisting | CT | 78 | 75297 | CT Gas | MISO West Region | Northern States Power Co. | Existing | 1970-06-01 | 2099-01-01 | Mankato | MN | Blue Earth
2214 | Key WestCTCancelled | CT | 20 | 77804 | Inactive | Florida | Florida Municipal Power Agency | Cancelled | 1978-11-01 | 2099-01-01 | Key West | FL | Monroe
2215 | KeyesCTCancelled | CT | 20 | 587537 | Cancelled | SPP | Southwestern Public Service Co. | Cancelled | 2050-01-01 | 2099-01-01 | Keyes | OK | Cimarron
2216 | Keystone (RELIANT)CoalExisting | Coal | 1664.3392 | 1538 | ST Coal | PJM | Pennsylvania Electric | Existing | 1967-08-01 | 2099-01-01 | Shelocta | PA | Armstrong
2217 | Keystone (RELIANT)OtherExisting | Other | 10.84 | 1538 | CT Oil | PJM | Pennsylvania Electric | Existing | 1968-11-01 | 2099-01-01 | Shelocta | PA | Armstrong
2218 | Keystone LakeHydroExisting | Hydro | 70 | 75298 | Hydro Storage | SPP | Southwestern Power Administration | Existing | 1968-05-01 | 2099-01-01 | Sand Springs | OK | Tulsa
2219 | Keystone LandfillCTExisting | CT | 5.6 | 75300 | CT Gas | PJM | PPL Electric Utilities Corp. | Existing | 1994-12-01 | 2099-01-01 | Throop | PA | Lackawanna
2220 | Kiamichi Energy FacilityCCCancelled | CC | 1164 | 75304 | Inactive | SPP | AEP West - SPP | Cancelled | 2003-07-01 | 2099-01-01 | Kiowa | OK | Pittsburg
2221 | KickapooCTCancelled | CT | 13 | 75306 | Inactive | MISO Central Region | AmerenCILCO | Cancelled | 1982-02-01 | 2099-01-01 | Lincoln | IL | Logan
2222 | KilbournHydroExisting | Hydro | 6 | 75309 | Hydro Run-of-River | MISO West Region | Alliant East | Existing | 1926-01-01 | 2099-01-01 | Wisconsin Dells | WI | Columbia
2223 | KillenCoalCancelled | Coal | 598 | 1709 | Inactive | PJM | Dayton Power & Light Co. | Cancelled | 1982-06-01 | 2000-01-01 | Manchester | OH | Adams
2224 | KillenCoalExisting | Coal | 598 | 1709 | ST Coal | PJM | Dayton Power & Light Co. | Existing | 1982-06-01 | 2099-01-01 | Manchester | OH | Adams
2225 | KillenCTCancelled | CT | 24 | 1709 | Inactive | PJM | Dayton Power & Light Co. | Cancelled | 1983-04-01 | 2000-01-01 | Manchester | OH | Adams
2226 | Kimball WindWindExisting | Wind | 14 | 651919 | Wind | MRO US | WAPA Billings East (UM-East) NEBRASKA & IOWA | Existing | 2002-10-01 | 2099-01-01 | Kimball | NE | Kimball
2227 | KimballCTCancelled | CT | 8.2 | 75311 | Inactive | MRO US | WAPA Billings East (UM-East) NEBRASKA & IOWA | Cancelled | 1960-01-01 | 2099-01-01 | Kimball | NE | Kimball
2228 | Kimberly-Clark Corporation-MunCoalCancelled | Coal | 6.25 | 75313 | Inactive | MISO West Region | We Energies | Cancelled | 1930-01-01 | 2099-01-01 | Munising | MI | Alger
2229 | KimberlyHydroCancelled | Hydro | 2.01 | 75314 | Inactive | MISO West Region | We Energies | Cancelled | 1926-01-01 | 2099-01-01 | Not Given | WI | Outagamie
2230 | KincaidCoalExisting | Coal | 1108 | 2391 | ST Coal | PJM | Commonwealth Edison Co. | Existing | 1967-06-01 | 2099-01-01 | Kincaid | IL | Christian
2231 | KingCoalExisting | Coal | 581 | 1377 | ST Coal | MISO West Region | Northern States Power Co. | Existing | 1968-04-01 | 2099-01-01 | Bayport | MN | Washington
2232 | KingfisherCTExisting | CT | 8.51 | 75320 | CT Gas | SPP | Oklahoma Municipal Power Authority | Existing | 1954-01-01 | 2099-01-01 | Kingfisher | OK | Kingfisher
2233 | KingmanCTCancelled | CT | 20.3 | 75321 | Inactive | SPP | Aquila MISSOURI | Cancelled | 1979-11-01 | 2099-01-01 | Kingman | KS | Kingman
2234 | Kings Falls HydroelectricHydroExisting | Hydro | 1.6 | 75323 | Hydro Run-of-River | NYISO | NYISO - Mohawk Valley Zone (E) | Existing | 1988-05-01 | 2099-01-01 | Denmark | NY | Lewis
2235 | Kings ParkCTCancelled | CT | 300 | 588034 | Cancelled | NYISO | NYISO - Long Island (K) | Cancelled | 2006-06-01 | 2099-01-01 | Smithtown | NY | Suffolk
2236 | Kings Wind Energy ProjectWindExisting | Wind | 30 | 751524 | Wind | Eastern Canada | Maritime Electric Co., Ltd. (Prince Edward Island) | Existing | 2007-01-31 | 2099-12-01 | Not Given | PE | Not Applicable
2237 | KingsbridgeWindPlanned | Wind | 160 | 587554 | Wind | IESO | IESO (Ontario) | Planned | 2007-12-31 | 2099-12-01 | Not Given | ON | Not Applicable
2238 | KingsfordHydroExisting | Hydro | 6 | 75326 | Hydro Run-of-River | MISO West Region | We Energies | Existing | 1924-05-01 | 2099-01-01 | Not Given | MI | Dickinson
2239 | Kingsley FallsCTExisting | CT | 32 | #N/A | CT Gas | Eastern Canada | Hydro-Quebec | Existing | 1989-01-01 | 2099-01-01 | Not Given | PQ | Not Applicable
2240 | KingsleyHydroExisting | Hydro | 38 | 75327 | Hydro Storage | MRO US | Nebraska Public Power District | Existing | 1984-11-01 | 2099-01-01 | Ogallala | NE | Keith
2241 | Kingston CogenCCExisting | CC | 110 | 609423 | Combined Cycle | IESO | IESO (Ontario) | Existing | 1997-02-01 | 2099-01-01 | Kingston | ON | Not Applicable
2242 | KingstonCoalExisting | Coal | 1456 | 1579 | ST Coal | TVA | Tennessee Valley Authority | Existing | 1954-02-01 | 2099-01-01 | Kingston | TN | Roane
2243 | Kinneytown (New & Old)HydroExisting | Hydro | 2.35 | 75330 | Hydro Run-of-River | ISO New England | Northeast Utilities - SW Connecticut | Existing | 1995-01-01 | 2099-01-01 | Seymour | CT | New Haven
2244 | Kinsleys Landfill Inc.CTCancelled | CT | 2 | 75332 | Inactive | PJM | Public Service Electric & Gas Co. | Cancelled | 1985-01-01 | 2099-01-01 | Deptford | NJ | Gloucester
2245 | Kiowa CountyWindCancelled | Wind | 100 | #N/A | Indefinitely Postponed | SPP | WestPlains Energy (KS) | Cancelled | 2050-01-01 | 2099-12-01 | Not Given | KS | Kiowa
2246 | KiplingHydroExisting | Hydro | 144.91 | 609085 | Hydro Storage | IESO | IESO (Ontario) | Existing | 1966-06-29 | 2099-01-01 | Not Given | ON | Not Applicable
2247 | Kirkland Lake PowerCCExisting | CC | 111 | 588296 | Combined Cycle | IESO | IESO (Ontario) | Existing | 1991-01-01 | 2099-01-01 | Kirkland Lake | ON | Not Applicable
2248 | Kirkland Lake PowerCTExisting | CT | 30 | 588296 | CT Gas | IESO | IESO (Ontario) | Existing | 2004-07-11 | 2099-01-01 | Kirkland Lake | ON | Not Applicable
2249 | KirksvilleCTExisting | CT | 14 | 75337 | CT Gas | MISO Central Region | AmerenUE | Existing | 1967-12-01 | 2099-01-01 | Not Given | MO | Adair
2250 | Kittinger CoCTCancelled | CT | 3.8 | #N/A | Inactive | NYISO | NYISO - West Zone (A) | Cancelled | 1988-12-01 | 2099-01-01 | Buffalo | NY | Erie
2251 | Kitty HawkOtherExisting | Other | 56 | 75338 | CT Oil | PJM | Dominion | Existing | 1971-03-01 | 2099-01-01 | Kill Devil Hills | NC | Dare
2252 | KleberHydroCancelled | Hydro | 1.2 | 75342 | Inactive | MISO East Region | Wolverine Power Supply Coop, Inc. | Cancelled | 1949-01-01 | 2099-01-01 | Cheboygan | MI | Cheboygan
2253 | Klein Tools Inc. - ChiCTCancelled | CT | 1.57 | 75343 | Inactive | PJM | Commonwealth Edison Co. | Cancelled | 1986-12-01 | 2099-01-01 | Chicago | IL | Cook
2254 | Klein Tools Inc. - MorCTCancelled | CT | 3.02 | 75344 | Retired | SPP | Westar Energy | Cancelled | 1985-12-01 | 2003-12-01 | Moran | KS | Allen
2255 | Knife FallsHydroExisting | Hydro | 2 | 75347 | Hydro Run-of-River | MISO West Region | Minnesota Power, Inc. | Existing | 1922-01-01 | 2099-01-01 | Cromwell | MN | Carlton
2256 | Knox LeeCTExisting | CT | 471 | 1605 | ST Gas | SPP | AEP West - SPP | Existing | 1950-12-01 | 2050-01-01 | Longview | TX | Gregg
2257 | Knoxville Industrial (Midam)OtherExisting | Other | 16 | 75351 | CT Oil | MRO US | MidAmerican Energy Co. | Existing | 2000-06-01 | 2099-01-01 | Knoxville | IA | Marion
2258 | KuujjuaqOtherExisting | Other | 3.94 | #N/A | CT Oil | Eastern Canada | Hydro-Quebec | Existing | 1988-01-01 | 2099-01-01 | Not Given | PQ | Not Applicable
2259 | KuujjuarapikOtherExisting | Other | 3.41 | #N/A | CT Oil | Eastern Canada | Hydro-Quebec | Existing | 1990-01-01 | 2099-01-01 | Not Given | PQ | Not Applicable
2260 | Kyger CreekCoalExisting | Coal | 1025.013 | 1507 | ST Coal | PJM | AEP Appalachian | Existing | 1955-02-01 | 2099-01-01 | Cheshire | OH | Gallia
2261 | L StreetOtherExisting | Other | 17.5 | 75363 | CT Oil | ISO New England | NSTAR Boston | Existing | 1966-09-01 | 2099-01-01 | Boston | MA | Suffolk
2262 | La CitiereOtherExisting | Other | 280 | 608624 | CT Oil | Eastern Canada | Hydro-Quebec | Existing | 1980-01-01 | 2099-01-01 | Not Given | PQ | Not Applicable
2263 | La CrosseCTCancelled | CT | 5.23 | 75371 | Inactive | SPP | MidWest Energy, Inc. | Cancelled | 1950-01-01 | 2099-01-01 | La Crosse | KS | Rush
2264 | La FargeOtherExisting | Other | 1.6 | 75372 | CT Oil | MRO US | Dairyland Power Coop. | Existing | 1990-01-01 | 2099-01-01 | La Farge | WI | Vernon
2265 | La GabelleHydroExisting | Hydro | 133.58 | 608888 | Hydro Run-of-River | Eastern Canada | Hydro-Quebec | Existing | 1970-04-01 | 2099-01-01 | Not Given | PQ | Not Applicable
2266 | La Grande 1HydroExisting | Hydro | 1299.56 | 608829 | Hydro Run-of-River | Eastern Canada | Hydro-Quebec | Existing | 1995-08-01 | 2099-01-01 | Not Given | PQ | Not Applicable
2267 | La Grande 2AHydroExisting | Hydro | 1994.1 | 608808 | Hydro Storage | Eastern Canada | Hydro-Quebec | Existing | 1991-11-01 | 2099-01-01 | Not Given | PQ | Not Applicable
2268 | La Grande 3HydroExisting | Hydro | 2390.16 | 608815 | Hydro Storage | Eastern Canada | Hydro-Quebec | Existing | 1983-07-01 | 2099-01-01 | Not Given | PQ | Not Applicable
2269 | La Grande 4HydroExisting | Hydro | 2668.23 | 608780 | Hydro Storage | Eastern Canada | Hydro-Quebec | Existing | 1984-10-01 | 2099-01-01 | Not Given | PQ | Not Applicable
2270 | La PlataOtherExisting | Other | 5.8 | 75376 | CT Oil | TVA | Associated Electric Coop, Inc. | Existing | 1938-01-01 | 2099-01-01 | La Plata | MO | Macon
2271 | La PorteCTCancelled | CT | 1.9 | 75377 | Inactive | MISO Central Region | AmerenCIPS | Cancelled | 1963-10-01 | 2099-01-01 | La Porte City | IA | Black Hawk
2272 | La PorteOtherExisting | Other | 4.65 | 75377 | CT Oil | MISO Central Region | AmerenCIPS | Existing | 1963-10-01 | 2099-01-01 | La Porte City | IA | Black Hawk
2273 | La Romaine IIHydroPlanned | Hydro | 610 | 605253 | Hydro Storage | Eastern Canada | Hydro-Quebec | Planned | 2013-01-01 | 2099-01-01 | Not Given | PQ | Not Applicable
2274 | La Romaine IHydroPlanned | Hydro | 220 | 605253 | Hydro Storage | Eastern Canada | Hydro-Quebec | Planned | 2013-01-01 | 2099-12-01 | Not Given | PQ | Not Applicable
2275 | La Romaine IIIHydroPlanned | Hydro | 380 | 605253 | Hydro Storage | Eastern Canada | Hydro-Quebec | Planned | 2013-01-01 | 2099-12-01 | Not Given | PQ | Not Applicable
2276 | La Romaine IVHydroPlanned | Hydro | 250 | 605253 | Hydro Storage | Eastern Canada | Hydro-Quebec | Planned | 2013-01-01 | 2099-12-01 | Not Given | PQ | Not Applicable
2277 | La RomaineOtherExisting | Other | 4.94 | #N/A | CT Oil | Eastern Canada | Hydro-Quebec | Existing | 1979-01-01 | 2099-01-01 | Not Given | PQ | Not Applicable
2278 | La SalleNuclearExisting | Nuclear | 2196 | 75378 | Nuclear | PJM | Commonwealth Edison Co. | Existing | 1982-08-01 | 2030-01-01 | Seneca | IL | La Salle
2279 | La TabatiereOtherExisting | Other | 6.8 | #N/A | CT Oil | Eastern Canada | Hydro-Quebec | Existing | 1988-01-01 | 2099-01-01 | Not Given | PQ | Not Applicable
2280 | La TuqueHydroExisting | Hydro | 212.38 | 608852 | Hydro Run-of-River | Eastern Canada | Hydro-Quebec | Existing | 1993-11-01 | 2099-01-01 | Not Given | PQ | Not Applicable
2281 | LabadieCoalExisting | Coal | 2568 | 1394 | ST Coal | MISO Central Region | AmerenUE | Existing | 1970-06-01 | 2099-01-01 | Labadie | MO | Franklin
2282 | LabattsCTCancelled | CT | 1 | #N/A | Inactive | IESO | IESO (Ontario) | Cancelled | 1988-01-01 | 2099-01-01 | Not Given | ON | Not Applicable
2283 | LAC Courte Oreilles HydroelectHydroCancelled | Hydro | 3.51 | 75364 | Inactive | MISO West Region | Northern States Power Co. | Cancelled | 1986-12-01 | 2099-01-01 | Hayward | WI | Sawyer
2284 | Lac RobertsonHydroExisting | Hydro | 23.76 | 912954 | Hydro Storage | Eastern Canada | Hydro-Quebec | Existing | 1995-01-01 | 2099-01-01 | Not Given | PQ | Not Applicable
2285 | Lac SeulHydroCancelled | Hydro | 12 | #N/A | Indefinitely Postponed | IESO | IESO (Ontario) | Cancelled | 2050-01-01 | 2099-01-01 | Ear Falls | ON | Not Applicable
2286 | Lachute Hydro LowerHydroExisting | Hydro | 3.8 | 75385 | Hydro Storage | NYISO | NYISO - Capital Zone (F) | Existing | 1987-12-01 | 2099-01-01 | Ticonderoga | NY | Essex
2287 | Lachute Hydro-UpperHydroExisting | Hydro | 5.2 | 75385 | Hydro Storage | NYISO | NYISO - Capital Zone (F) | Existing | 1987-12-01 | 2099-01-01 | Ticonderoga | NY | Essex
2288 | LacygneCoalCancelled | Coal | 1362 | 2449 | Inactive | SPP | Kansas City Power & Light Co. | Cancelled | 1973-06-01 | 2000-01-01 | La Cygne | KS | Linn
2289 | LacygneCoalExisting | Coal | 1362 | 2449 | ST Coal | SPP | Kansas City Power & Light Co. | Existing | 1973-06-01 | 2099-01-01 | La Cygne | KS | Linn
2290 | LadysmithHydroExisting | Hydro | 3 | 75388 | Hydro Run-of-River | MISO West Region | Northern States Power Co. | Existing | 1983-12-01 | 2099-01-01 | Ladysmith | WI | Rusk
2291 | Lafayette Energy Partners L/PCTCancelled | CT | 1.2 | #N/A | Inactive | PJM | Jersey Central Power & Light | Cancelled | 1990-06-01 | 2099-01-01 | Lafayette | NJ | Sussex
2292 | Laforge 1HydroExisting | Hydro | 848.34 | 608881 | Hydro Storage | Eastern Canada | Hydro-Quebec | Existing | 1993-12-01 | 2099-01-01 | Not Given | PQ | Not Applicable
2293 | Laforge 2HydroExisting | Hydro | 287.62 | 608637 | Hydro Run-of-River | Eastern Canada | Hydro-Quebec | Existing | 1996-09-01 | 2099-01-01 | Not Given | PQ | Not Applicable
2294 | Lagoon CreekCCPlanned | CC | 660 | 75393 | Combined Cycle | TVA | Tennessee Valley Authority | Planned | 2010-06-01 | 2099-01-01
2295 | Lagoon CreekCTExisting | CT | 1050 | 75393 | CT Gas | TVA | Tennessee Valley Authority | Existing | 2001-06-21 | 2099-01-01 | Not Given | TN | Haywood
2296 | Laidlaw Energy & Environmental IncCCCancelled | CC | 6.65 | 75395 | Inactive | NYISO | NYISO - West Zone (A) | Cancelled | 1991-07-01 | 2099-01-01 | Ellicottville | NY | Cattaraugus
2297 | Lake Benton I Wind Power FacilityWindExisting | Wind | 111 | 75397 | Wind | MISO West Region | Northern States Power Co. | Existing | 1998-07-01 | 2099-01-01 | Lake Benton | MN | Pipestone
2298 | Lake Benton II Wind Power FacilityWindExisting | Wind | 85 | 75398 | Wind | MISO West Region | Northern States Power Co. | Existing | 1999-06-01 | 2099-01-01 | Ruthton | MN | Pipestone
2299 | Lake CatherineCTExisting | CT | 756 | 2278 | ST Gas | Entergy | Entergy North | Existing | 1950-04-01 | 2099-01-01 | Malvern | AR | Hot Spring
2300 | Lake Cogen LimitedCCExisting | CC | 124.09 | 2056 | Combined Cycle | Florida | Progress Energy Florida Inc. | Existing | 1993-07-01 | 2099-01-01 | Umatilla | FL | Lake
2301 | Lake County Resource RecoveryCTExisting | CT | 15.59 | 75399 | ST Gas | Florida | Progress Energy Florida Inc. | Existing | 1990-09-01 | 2099-01-01 | Okahumpka | FL | Lake
2302 | Lake CrystalCTCancelled | CT | 2 | 75401 | Inactive | MISO West Region | Northern States Power Co. | Cancelled | 1999-11-01 | 2099-01-01 | Lake Crystal | MN | Blue Earth
2303 | Lake CrystalCTExisting | CT | 6 | 75401 | CT Gas | MISO West Region | Northern States Power Co. | Existing | 1952-01-01 | 2099-01-01 | Lake Crystal | MN | Blue Earth
2304 | Lake Gas RecoveryCTCancelled | CT | 9 | 75402 | Inactive | PJM | Commonwealth Edison Co. | Cancelled | 1988-08-01 | 2099-01-01 | Northbrook | IL | Cook
2305 | Lake LureHydroCancelled | Hydro | 3.6 | 75404 | Inactive | SERC | Duke Energy Corp. | Cancelled | 1927-01-01 | 2099-01-01 | Lake Lure | NC | Rutherford
2306 | Lake LynnHydroExisting | Hydro | 52 | 75405 | Hydro Storage | PJM | Allegheny Energy, Inc. | Existing | 1926-09-01 | 2099-01-01 | Not Given | WV | Monongalia
2307 | Lake Michigan Coal Fired ProjectCoalCancelled | Coal | 350 | #N/A | Cancelled | MISO East Region | Consumers Energy Co. | Cancelled | 2007-09-01 | 2099-12-01 | Not Given | MI | Manistee
2308 | Lake MillsCTCancelled | CT | 11.97 | 75408 | Inactive | MRO US | Dairyland Power Coop. | Cancelled | 1962-01-01 | 2099-01-01 | Lake Mills | IA | Winnebago
2309 | Lake ParkCTCancelled | CT | 1.3 | 75409 | Retired | MRO US | WAPA Billings East (UM-East) NEBRASKA & IOWA | Cancelled | 1950-01-01 | 2001-01-01 | Lake Park | IA | Dickinson
2310 | Lake PrestonOtherExisting | Other | 29 | 75411 | CT Oil | MISO West Region | Otter Tail Power Co. | Existing | 1978-06-01 | 2099-01-01 | Lake Preston | SD | Kingsbury
2311 | Lake Road (AQUILA)CoalExisting | Coal | 119 | 1393 | ST Coal | SPP | Aquila MISSOURI | Existing | 1950-08-01 | 2099-01-01 | Saint Joseph | MO | Buchanan
2312 | Lake Road (AQUILA)CTExisting | CT | 111 | 1393 | ST Gas | SPP | Aquila MISSOURI | Existing | 1958-08-01 | 2099-01-01 | Saint Joseph | MO | Buchanan
2313 | Lake Road (AQUILA)OtherExisting | Other | 48 | 1393 | CT Oil | SPP | Aquila MISSOURI | Existing | 1989-05-01 | 2099-01-01 | Saint Joseph | MO | Buchanan
2314 | Lake Road (CLEV)CoalCancelled | Coal | 160 | 75413 | Retired | MISO East Region | FirstEnergy Ohio | Cancelled | 1953-01-01 | 2001-01-01 | Cleveland | OH | Cuyahoga
2315 | Lake RoadCCExisting | CC | 840 | 2145 | Combined Cycle | ISO New England | Northeast Utilities - Connecticut | Existing | 2001-07-28 | 2099-01-01 | Killingly | CT | Windham
2316 | Lake ShoreCoalExisting | Coal | 245 | 1496 | ST Coal | MISO East Region | FirstEnergy Ohio | Existing | 1962-06-01 | 2099-01-01 | Cleveland | OH | Cuyahoga
2317 | Lake ShoreOtherExisting | Other | 4 | 1496 | CT Oil | MISO East Region | FirstEnergy Ohio | Existing | 1966-06-01 | 2099-01-01 | Cleveland | OH | Cuyahoga
2318 | Lake Superior PowerCCExisting | CC | 110 | 609418 | Combined Cycle | IESO | IESO (Ontario) | Existing | 1994-04-01 | 2099-01-01 | Sault Ste Marie | ON | Not Applicable
2319 | Lake Worth GenerationCCCancelled | CC | 203 | 75416 | Cancelled | Florida | Florida Municipal Power Agency | Cancelled | 2050-01-01 | 2099-01-01 | Lake Worth | FL | Palm Beach
2320 | Lake Zumbro-RPUHydroExisting | Hydro | 2 | 76949 | Hydro Run-of-River | MISO West Region | Southern Minnesota Municipal Power Agency | Existing | 1984-01-01 | 2099-01-01 | Mazeppa | MN | Olmsted
2321 | Lakefield Junction Generation FacilityCTExisting | CT | 593.5 | 75418 | CT Gas | MISO West Region | Great River Energy | Existing | 2001-06-15 | 2099-01-01 | Sherburn | MN | Martin
2322 | Lakefield (LPU)CTCancelled | CT | 1 | 75419 | Inactive | MISO West Region | Alliant West | Cancelled | 1985-02-01 | 2099-01-01 | Lakefield | MN | Jackson
2323 | Lakefield (OPGI)HydroCancelled | Hydro | 1.9 | 913518 | Inactive | IESO | IESO (Ontario) | Cancelled | 1928-06-01 | 2099-01-01 | Lakefield | ON | Not Applicable
2324 | Lakefield UtilitiesCTCancelled | CT | 2.66 | 75419 | Inactive | MISO West Region | Alliant West | Cancelled | 1948-02-01 | 2099-01-01 | Lakefield | MN | Jackson
2325 | Lakeside (SPRIL)CoalExisting | Coal | 76 | 2408 | ST Coal | MISO Central Region | City Water, Light & Power (Springfield IL) | Existing | 1961-04-01 | 2009-12-31 | Springfield | IL | Sangamon
2326 | Lakeside IICoalFuture | Coal | 100 | 2408 | Cancelled | MISO Central Region | City Water, Light & Power (Springfield IL) | Future | 2010-01-01 | 2099-12-01 | Springfield | IL | Sangamon
2327 | Lakeview LandfillCTExisting | CT | 6.1 | 75421 | CT Gas | PJM | Pennsylvania Electric | Existing | 1997-06-01 | 2099-01-01 | Erie | PA | Erie
2328 | LakeviewCoalCancelled | Coal | 2286 | 609087 | Retired | IESO | IESO (Ontario) | Cancelled | 1962-01-01 | 2005-04-30 | Mississauga | ON | Not Applicable
2329 | Lakewood Cogeneration L/PCCExisting | CC | 238.5 | 2076 | Combined Cycle | PJM | Jersey Central Power & Light | Existing | 1994-04-01 | 2099-01-01 | Lakewood | NJ | Ocean
2330 | Lakewood Cogeneration L/PCTCancelled | CT | 166.6 | 605929 | Inactive | PJM | Jersey Central Power & Light | Cancelled | 2002-12-01 | 2099-01-01 | Lakewood | NJ | Ocean
2331 | Lakewood Cogeneration L/PCTExisting | CT | 375.4 | 605929 | CT Gas | PJM | Jersey Central Power & Light | Existing | 2002-12-01 | 2099-01-01 | Lakewood | NJ | Ocean
2332 | Lakin MunicipalCTExisting | CT | 4.12 | 75422 | CT Gas | SPP | Sunflower Electric Power Corp., Inc. | Existing | 1990-01-01 | 2099-01-01 | Lakin | KS | Kearny
2333 | Lakota Ridge Wind PlantWindExisting | Wind | 10 | 75424 | Wind | MISO West Region | Northern States Power Co. | Existing | 1999-06-01 | 2099-01-01 | Arco | MN | Lincoln
2334 | LambtonCoalExisting | Coal | 1975 | 609043 | ST Coal | IESO | IESO (Ontario) | Existing | 1969-01-01 | 2012-12-31 | Sarnia | ON | Not Applicable
2335 | LambtonCTCancelled | CT | 5.2 | #N/A | Inactive | IESO | IESO (Ontario) | Cancelled | 1967-01-01 | 2099-01-01 | Sarnia | ON | Not Applicable
2336 | LamoniCTCancelled | CT | 5.8 | 75429 | Inactive | MISO West Region | Alliant West | Cancelled | 1955-01-01 | 2099-01-01 | Lamoni | IA | Decatur
2337 | Lancaster County Resource RecoOtherExisting | Other | 34 | 75431 | ST Other | PJM | Metropolitan Edison | Existing | 1991-05-01 | 2099-01-01 | Marietta | PA | Lancaster
2338 | LandisCTExisting | CT | 58.3 | 608620 | CT Gas | MRO Canada - SaskPower | SaskPower | Existing | 1975-01-01 | 2099-01-01 | Landis | SK | Not Applicable
2339 | Lanesboro (LANE)CTCancelled | CT | 1.33 | 75432 | Inactive | MRO US | Dairyland Power Coop. | Cancelled | 1928-01-01 | 2099-01-01 | Lanesboro | MN | Fillmore
2340 | Lanier RoadCTCancelled | CT | 3.5 | #N/A | Inactive | PJM | Dominion | Cancelled | 1994-01-01 | 2099-01-01 | Not Given | VA | Goochland
2341 | Lansing Smith (GUPC)CCExisting | CC | 500 | 2353 | Combined Cycle | SERC | Southern Company | Existing | 2002-04-22 | 2099-01-01 | Lynn Haven | FL | Bay
2342 | Lansing Smith (GUPC)CoalExisting | Coal | 354.6 | 2353 | ST Coal | SERC | Southern Company | Existing | 1965-06-01 | 2050-01-01 | Lynn Haven | FL | Bay
2343 | Lansing Smith (GUPC)OtherExisting | Other | 39.98 | 2353 | CT Oil | SERC | Southern Company | Existing | 1971-05-01 | 2050-01-01 | Lynn Haven | FL | Bay
2344 | LansingCoalExisting | Coal | 309 | 2430 | ST Coal | MISO West Region | Alliant West | Existing | 1957-01-01 | 2099-01-01 | Lansing | IA | Allamakee
2345 | LansingOtherExisting | Other | 2 | 2430 | CT Oil | MISO West Region | Alliant West | Existing | 1970-01-01 | 2099-01-01 | Lansing | IA | Allamakee
2346 | Lantic SugarOtherCancelled | Other | 1.5 | 609178 | Retired | Eastern Canada | NB Power | Cancelled | 1988-01-01 | 2000-06-01 | Not Given | NB | Not Applicable
2347 | Laramie RiverCoalCancelled | Coal | 585 | 1759 | Inactive | MRO US | WAPA Billings East (UM-East) NEBRASKA & IOWA | Cancelled | 1980-07-01 | 2000-01-01 | Wheatland | WY | Platte
2348 | Laramie RiverCoalExisting | Coal | 585 | 1759 | ST Coal | MRO US | WAPA Billings East (UM-East) NEBRASKA & IOWA | Existing | 1980-07-01 | 2099-01-01 | Wheatland | WY | Platte
2349 | LarnedCTCancelled | CT | 19.5 | 75438 | Inactive | SPP | Westar Energy | Cancelled | 1976-12-01 | 2099-01-01 | Larned | KS | Pawnee
2350 | Larsen MemorialCCExisting | CC | 124 | 2364 | Combined Cycle | Florida | Lakeland Electric | Existing | 1992-10-01 | 2099-01-01 | Lakeland | FL | Polk
2351 | Larsen MemorialCTCancelled | CT | 53 | 2364 | Retired | Florida | Lakeland Electric | Cancelled | 1966-02-01 | 2003-03-01 | Lakeland | FL | Polk
2352 | Larsen MemorialCTExisting | CT | 54 | 2364 | ST Gas | Florida | Lakeland Electric | Existing | 1959-12-01 | 2099-01-01 | Lakeland | FL | Polk
2353 | Laskin Energy CenterCoalExisting | Coal | 110 | 1373 | ST Coal | MISO West Region | Minnesota Power, Inc. | Existing | 1953-06-01 | 2099-01-01 | Aurora | MN | St. Louis
2354 | LauderdaleCCExisting | CC | 904 | 2341 | Combined Cycle | Florida | Florida Power & Light Co. | Existing | 1993-05-01 | 2099-01-01 | Dania | FL | Broward
2355 | LauderdaleCTExisting | CT | 936 | 2341 | CT Gas | Florida | Florida Power & Light Co. | Existing | 1970-08-01 | 2099-01-01 | Dania | FL | Broward
2356 | Laurel (LMELP)CTCancelled | CT | 4.42 | 75446 | Inactive | MRO US | Nebraska Public Power District | Cancelled | 1956-01-01 | 2099-01-01 | Laurel | NE | Cedar
2357 | Laurel (USCEND)HydroExisting | Hydro | 70 | 75447 | Hydro Storage | TVA | East Kentucky Power Coop, Inc. | Existing | 1977-10-01 | 2099-01-01 | London | KY | Laurel
2358 | Laurel HillWindCancelled | Wind | 54 | 632009 | Wind | PJM | Pennsylvania Electric | Cancelled | 2050-01-01 | 2099-12-01 | Liberty | PA | Lycoming
2359 | LaurensCTCancelled | CT | 1.5 | 75448 | Inactive | MRO US | WAPA Billings East (UM-East) NEBRASKA & IOWA | Cancelled | 1951-01-01 | 2099-01-01 | Laurens | IA | Pocahontas
2360 | Laurie River IHydroCancelled | Hydro | 5.2 | 608477 | Inactive | MRO Canada - Manitoba | Manitoba Hydro | Cancelled | 1952-08-01 | 2099-01-01 | Not Given | MB | Not Applicable
2361 | Laurie River IIHydroCancelled | Hydro | 5.39 | 608480 | Inactive | MRO Canada - Manitoba | Manitoba Hydro | Cancelled | 1958-01-01 | 2099-01-01 | Not Given | MB | Not Applicable
2362 | Lawrence County Energy CenterIGCCPlanned | IGCC | 600 | 587858 | IGCC | PJM | AEP Ohio | Planned | 2011-01-01 | 2099-12-01 | Not Given | OH | Lawrence
2363 | Lawrence Energy CenterCoalCancelled | Coal | 26 | 2453 | Retired | SPP | Westar Energy | Cancelled | 1952-12-01 | 2001-01-01 | Lawrence | KS | Douglas
2364 | Lawrence Energy CenterCoalExisting | Coal | 572 | 2453 | ST Coal | SPP | Westar Energy | Existing | 1954-12-01 | 2099-01-01 | Lawrence | KS | Douglas
2365 | Lawrence HydroelectricHydroExisting | Hydro | 14.8 | 75454 | Hydro Run-of-River | ISO New England | National Grid - NEMA | Existing | 1981-07-01 | 2099-01-01 | Lawrence | MA | Essex
2366 | LawrenceburgCCExisting | CC | 1130 | 76418 | Combined Cycle | PJM | AEP I&M | Existing | 2004-06-02 | 2099-01-01 | Lawrenceburg | IN | Dearborn
2367 | Lay DamHydroExisting | Hydro | 180 | 72687 | Hydro Storage | SERC | Southern Company | Existing | 1967-02-01 | 2099-01-01 | Clanton | AL | Chilton
2368 | LBWL Small HydrosHydroCancelled | Hydro | 1.06 | #N/A | Inactive | MISO East Region | Lansing Board of Water & Light | Cancelled | 1986-01-01 | 2099-01-01 | Not Given | MI
2369 | Le Nordais Matane Wind Test BenchWindExisting | Wind | 2.25 | #N/A | Wind | Eastern Canada | Hydro-Quebec | Existing | 1998-03-01 | 2099-01-01 | Matane | PQ | Not Applicable
2370 | Le Nordais Wind Farm Cap-ChatWindExisting | Wind | 57 | 613820 | Wind | Eastern Canada | Hydro-Quebec | Existing | 1999-01-01 | 2099-01-01 | Cap Chat | PQ | Not Applicable
2371 | Le Nordais Wind Farm MataneWindExisting | Wind | 42.75 | 656192 | Wind | Eastern Canada | Hydro-Quebec | Existing | 1999-12-01 | 2099-01-01 | Matane | PQ | Not Applicable
2372 | Leader Wind Project AWindPlanned | Wind | 100.65 | 632054 | Wind | IESO | IESO (Ontario) | Planned | 2008-03-01 | 2099-12-01 | Not Given | ON | Not Applicable
2373 | Leader Wind Project BWindPlanned | Wind | 99 | 632054 | Wind | IESO | IESO (Ontario) | Planned | 2008-03-01 | 2099-12-01 | Not Given | ON | Not Applicable
2374 | Leaf RiverCTExisting | CT | 55 | 75458 | ST Gas | SERC | South Mississippi Electric Power Association | Existing | 1984-06-01 | 2099-01-01 | New Augusta | MS | Perry
2375 | Lebanon Methane RecoveryOtherExisting | Other | 1.2 | 75461 | CT Other | PJM | Metropolitan Edison | Existing | 1985-01-01 | 2099-01-01 | Lebanon | PA | Lebanon
2376 | LebanonCTCancelled | CT | 19.7 | 75460 | Inactive | MISO Central Region | Duke (Cinergy) | Cancelled | 1940-01-01 | 2099-01-01 | Lebanon | OH | Warren
2377 | LebanonOtherExisting | Other | 33 | 75460 | CT Oil | MISO Central Region | Duke (Cinergy) | Existing | 1986-11-01 | 2099-01-01 | Lebanon | OH | Warren
2378 | Lederle LaboratoriesCCExisting | CC | 23.49 | 75462 | Combined Cycle | NYISO | NYISO - Hudson Valley Zone (G) | Existing | 1991-01-01 | 2099-01-01 | Pearl River | NY | Rockland
2379 | Lee (CPLC)CoalExisting | Coal | 421 | 1475 | ST Coal | SERC | Progress Energy Carolina Inc. | Existing | 1952-06-01 | 2099-01-01 | Goldsboro | NC | Wayne
2380 | Lee (CPLC)OtherExisting | Other | 114 | 1475 | CT Oil | SERC | Progress Energy Carolina Inc. | Existing | 1971-05-01 | 2099-01-01 | Goldsboro | NC | Wayne
2381 | Lee (DUPC)CoalExisting | Coal | 370 | 1562 | ST Coal | SERC | Duke Energy Corp. | Existing | 1951-03-01 | 2099-01-01 | Pelzer | SC | Anderson
2382 | Lee (DUPC)OtherExisting | Other | 90 | 1562 | CT Oil | SERC | Duke Energy Corp. | Existing | 1978-04-01 | 2099-01-01 | Pelzer | SC | Anderson
2383 | Lee County (MSCG)CTExisting | CT | 103.14 | 75464 | CT Gas | SERC | Southern Company | Existing | 1999-06-01 | 2099-01-01 | Smiths | AL | Lee
2384 | Lee County Solid Waste EnergyOtherExisting | Other | 39 | 75465 | ST Other | Florida | Florida Power & Light Co. | Existing | 1994-12-01 | 2099-01-01 | Fort Myers | FL | Lee
2385 | Lee County Solid Waste EnergyOtherFuture | Other | 20 | 75465 | ST Other | Florida | Florida Power & Light Co. | Future | 2007-07-01 | 2099-12-01 | Fort Myers | FL | Lee
2386 | Lee Creek Water Treatment FaciHydroCancelled | Hydro | 1.35 | 75466 | Inactive | SPP | AEP West - SPP | Cancelled | 1982-11-01 | 2099-01-01 | Van Buren | AR | Crawford
2387 | Lee Generating StationCTExisting | CT | 640 | 2184 | CT Gas | PJM | Commonwealth Edison Co. | Existing | 2001-06-01 | 2099-01-01 | Not Given | IL | Lee
2388 | LeesvilleHydroExisting | Hydro | 40 | 75468 | Hydro Storage | PJM | AEP Appalachian | Existing | 1964-02-01 | 2099-01-01 | Hurt | VA | Campbell
2389 | Leland OldsCoalExisting | Coal | 640.76 | 1487 | ST Coal | MRO US | WAPA Billings East (UM-East) DAKOTAS | Existing | 1966-01-01 | 2099-01-01 | Stanton | ND | Mercer
2390 | Lempster MountainWindPlanned | Wind | 25 | 750624 | Wind | ISO New England | Northeast Utilities - New Hampshire | Planned | 2007-12-31 | 2099-12-01 | Lempster | NH | Sullivan
2391 | LennoxCTCancelled | CT | 5.2 | 609047 | Inactive | IESO | IESO (Ontario) | Cancelled | 1976-01-01 | 2099-01-01 | Not Given | ON | Not Applicable
2392 | LennoxCTExisting | CT | 2140 | 609047 | ST Gas | IESO | IESO (Ontario) | Existing | 1976-01-01 | 2099-01-01 | Not Given | ON | Not Applicable
2393 | LenoxCTCancelled | CT | 2.1 | 75472 | Inactive | MISO West Region | Alliant West | Cancelled | 1965-03-01 | 2099-01-01 | Lenox | IA | Taylor
2394 | LequilleHydroExisting | Hydro | 13.1 | 609297 | Hydro Run-of-River | Eastern Canada | Nova Scotia Power Corp. | Existing | 1968-01-01 | 2099-01-01 | Not Given | NS | Not Applicable
2395 | Les CedresHydroExisting | Hydro | 155.26 | 608854 | Hydro Run-of-River | Eastern Canada | Hydro-Quebec | Existing | 1914-12-01 | 2099-01-01 | Not Given | PQ | Not Applicable
2396 | Les MechinsWindPlanned | Wind | 150 | 676689 | Wind | Eastern Canada | Hydro-Quebec | Planned | 2009-12-31 | 2099-12-01 | Les Mechins | PQ | Not Applicable
2397 | LewesCTCancelled | CT | 2.08 | 75476 | Inactive | PJM | Delmarva Power & Light Co. | Cancelled | 1993-08-01 | 2099-01-01 | Lewes | DE | Sussex
2398 | Lewis & ClarkCoalExisting | Coal | 44 | 1728 | ST Coal | MISO West Region | Montana Dakota Utilities Co. | Existing | 1958-10-01 | 2099-01-01 | Sidney | MT | Richland
2399 | Lewis CreekCTExisting | CT | 456 | 1594 | ST Gas | Entergy | Entergy West | Existing | 1962-01-01 | 2099-01-01 | Willis | TX | Montgomery
2400 | Lewis Smith DamHydroExisting | Hydro | 180 | 72690 | Hydro Storage | SERC | Southern Company | Existing | 1962-07-01 | 2099-01-01 | Jasper | AL | Walker
2401 | Lewiston (NYPA)HydroExisting | Hydro | 240 | 75477 | Pumped Storage Hydro | NYISO | NYISO - West Zone (A) | Existing | 1961-10-01 | 2099-01-01 | Not Given | NY | Niagara
2402 | LFG Energy IncCTCancelled | CT | 11.28 | 75367 | Retired | NYISO | NYISO - West Zone (A) | Cancelled | 1999-10-01 | 2003-07-15 | Lancaster | NY | Erie
2403 | Liberty Electric ProjectCCExisting | CC | 525 | 2210 | Combined Cycle | PJM | PECO Energy Co. | Existing | 2002-05-01 | 2099-01-01 | Eddystone | PA | Delaware
2404 | Liberty GapWindPlanned | Wind | 190 | #N/A | Wind | PJM | Allegheny Energy, Inc. | Planned | 2007-12-31 | 2099-12-01 | Not Given | WV | Pendleton
2405 | LiebermanCTExisting | CT | 273 | 1318 | ST Gas | SPP | AEP West - SPP | Existing | 1947-07-01 | 2099-01-01 | Mooringsport | LA | Caddo
2406 | Lighthouse HillHydroExisting | Hydro | 7.83 | 75487 | Hydro Run-of-River | NYISO | NYISO - Central Zone (C) | Existing | 1930-01-01 | 2099-01-01 | Not Given | NY | Oswego
2407 | Lignite Vision 21 Project (1)CoalFuture | Coal | 500 | #N/A | Cancelled | MISO West Region | Great River Energy | Future | 2008-06-01 | 2099-01-01 | Scranton | ND | Bowman
2408 | LIle-dEntreeOtherExisting | Other | 1.19 | #N/A | CT Oil | Eastern Canada | Hydro-Quebec | Existing | 1990-01-01 | 2099-01-01 | Not Given | PQ | Not Applicable
2409 | Lima Energy ProjectIGCCPlanned | IGCC | 540 | 588135 | IGCC | PJM | AEP Ohio | Planned | 2008-12-31 | 2099-01-01 | Lima | OH | Allen
2410 | Limerick (EXEGEN)NuclearExisting | Nuclear | 2410 | 75494 | Nuclear | PJM | PECO Energy Co. | Existing | 1986-02-01 | 2030-01-01 | Limerick | PA | Montgomery
2411 | Limestone (MB)HydroExisting | Hydro | 931 | 608501 | Hydro Run-of-River | MRO Canada - Manitoba | Manitoba Hydro | Existing | 1990-09-01 | 2099-01-01 | Not Given | MB | Not Applicable
2412 | Lincoln (LLP)CTCancelled | CT | 9.1 | 75498 | Inactive | SPP | Aquila MISSOURI | Cancelled | 1958-01-01 | 2099-01-01 | Lincoln | KS | Lincoln
2413 | Lincoln CombustionOtherExisting | Other | 1584 | 75499 | CT Oil | SERC | Duke Energy Corp. | Existing | 1995-05-01 | 2099-01-01 | Stanley | NC | Lincoln
2414 | Lincoln Energy CenterCTExisting | CT | 664 | 2175 | CT Gas | PJM | Commonwealth Edison Co. | Existing | 2000-06-01 | 2099-01-01 | Manhattan | IL | Will
2415 | Lincoln J StreetCTExisting | CT | 34.9 | 75125 | CT Gas | MRO US | Lincoln Electric System | Existing | 1972-04-01 | 2099-01-01 | Lincoln | NE | Lancaster
2416 | Lincoln Power StationCTExisting | CT | 18 | 77365 | ST Gas | MISO East Region | Consumers Energy Co. | Existing | 1990-01-23 | 2099-01-01 | Lincoln | MI | Alcona
2417 | Lincoln Turbines/ Kewaunee CountyWindExisting | Wind | 2 | 75504 | Wind | MISO West Region | Wisconsin Public Service Corp. | Existing | 1999-06-30 | 2099-01-01 | Not Given | WI | Kewaunee
2418 | Linden (PSEGF)CCExisting | CC | 1186 | 1432 | Combined Cycle | PJM | Public Service Electric & Gas Co. | Existing | 2006-05-01 | 2099-01-01 | Linden | NJ | Union
2419 | Linden (PSEGF)CTCancelled | CT | 258 | 1432 | Retired | PJM | Public Service Electric & Gas Co. | Cancelled | 1973-05-01 | 1997-01-01 | Linden | NJ | Union
2420 | Linden (PSEGF)CTExisting | CT | 368 | 1432 | CT Gas | PJM | Public Service Electric & Gas Co. | Existing | 1967-07-01 | 2099-01-01 | Linden | NJ | Union
2421 | Linden (PSEGF)OtherCancelled | Other | 430 | 1432 | Retired | PJM | Public Service Electric & Gas Co. | Cancelled | 1957-05-01 | 2006-05-01 | Linden | NJ | Union
2422 | Linden [Liberty Gen]CCCancelled | CC | 1098 | 1941 | Cancelled | PJM | Public Service Electric & Gas Co. | Cancelled | 2050-01-01 | 2099-01-01 | Linden | NJ | Union
2423 | Linden Cogen Plant (ECOAST)CCExisting | CC | 778.9 | 1941 | Combined Cycle | NYISO | NYISO - NY City (J) | Existing | 1992-05-01 | 2099-01-01 | Linden | NJ | Union
2424 | Linden Cogen Plant (ECOAST)CTExisting | CT | 180 | 1941 | CT Gas | PJM | Public Service Electric & Gas Co. | Existing | 2002-01-25 | 2099-01-01 | Linden | NJ | Union
2425 | Linden Truck PlantCCExisting | CC | 13.31 | #N/A | Combined Cycle | PJM | Public Service Electric & Gas Co. | Existing | 1998-01-01 | 2099-01-01 | Linden | NJ | Union
2426 | LindsayCTCancelled | CT | 12.93 | #N/A | Inactive | SPP | Western Farmers Electric Coop | Cancelled | 1958-03-01 | 2099-01-01 | Lindsay | OK | Garvin
2427 | LinganCoalExisting | Coal | 620 | 609239 | ST Coal | Eastern Canada | Nova Scotia Power Corp. | Existing | 1979-01-01 | 2099-01-01 | Not Given | NS | Not Applicable
2428 | LinweaveHydroCancelled | Hydro | 3 | 617575 | Inactive | ISO New England | National Grid - WCMA | Cancelled | 1982-08-01 | 2099-01-01 | Holyoke | MA | Hampden
2429 | Litchfield/HillsboroCTCancelled | CT | 3 | 75512 | Cancelled | MISO Central Region | AmerenIP | Cancelled | 1997-01-01 | 2099-01-01 | Litchfield | IL | Montgomery
2430 | LitchfieldOtherExisting | Other | 4 | 75512 | CT Oil | MISO West Region | Southern Minnesota Municipal Power Agency | Existing | 1963-01-01 | 2099-01-01 | Litchfield | MN | Meeker
2431 | Little ChuteHydroCancelled | Hydro | 3.3 | 75513 | Inactive | MISO West Region | Wisconsin Public Power, Inc. System | Cancelled | 1948-06-01 | 2099-01-01 | Kaukauna | WI | Outagamie
2432 | Little Co. of Mary HospitalCTCancelled | CT | 4 | 75514 | Inactive | PJM | Commonwealth Edison Co. | Cancelled | 1989-07-01 | 2099-01-01 | Evergreen Park | IL | Cook
2433 | Little EquinoxWindCancelled | Wind | 5 | #N/A | Inactive | ISO New England | Central Vermont Public Service Corp. | Cancelled | 2005-06-01 | 2099-01-01 | Not Given | VT | Not Applicable
2434 | Little Falls (MPL)HydroExisting | Hydro | 4 | 75516 | Hydro Run-of-River | MISO West Region | Minnesota Power, Inc. | Existing | 1979-11-01 | 2099-01-01 | Little Falls | MN | Morrison
2435 | Little Falls HydroelectricHydroExisting | Hydro | 13.1 | 75518 | Hydro Run-of-River | NYISO | NYISO - Mohawk Valley Zone (E) | Existing | 1987-01-02 | 2099-01-01 | Little Falls | NY | Herkimer
2436 | Little GypsyCTExisting | CT | 1232 | 1312 | ST Gas | Entergy | Amite South - New Orleans | Existing | 1961-03-01 | 2099-01-01 | La Place | LA | St. Charles
2437 | Little LongHydroExisting | Hydro | 129 | 609054 | Hydro Storage | IESO | IESO (Ontario) | Existing | 1963-11-28 | 2099-01-01 | Kapuskasing | ON | Not Applicable
2438 | Live Oaks Power ProjectCCCancelled | CC | 600 | 588267 | Combined Cycle | SERC | Southern Company | Cancelled | 2050-01-01 | 2099-01-01 | Sterling | GA | Glynn
2439 | Livingston Generating StationCTExisting | CT | 132 | 2126 | CT Gas | MISO East Region | Consumers Energy Co. | Existing | 1999-06-01 | 2099-01-01 | Gaylord | MI | Otsego
2440 | Llano EstacadoWindExisting | Wind | 80 | 75531 | Wind | SPP | Southwestern Public Service Co. | Existing | 2001-12-28 | 2099-01-01 | White Deer | TX | Carson
2441 | Lloyd ShoalsHydroExisting | Hydro | 17.1 | 75532 | Hydro Run-of-River | SERC | Southern Company | Existing | 1916-12-01 | 2099-01-01 | Eatonton | GA | Jasper
2442 | Lochmere Hydroelectric PlantHydroCancelled | Hydro | 1.2 | 75533 | Inactive | ISO New England | Northeast Utilities - New Hampshire | Cancelled | 1984-01-01 | 2099-01-01 | Belmont | NH | Belknap
2443 | Lock 4-TrentonHydroCancelled | Hydro | 1.25 | #N/A | Inactive | IESO | IESO (Ontario) | Cancelled | 1997-12-01 | 2099-01-01 | Not Given | ON | Not Applicable
2444 | Lock 7HydroCancelled | Hydro | 1.5 | 75534 | Inactive | TVA | E.ON U.S. (LG&E) | Cancelled | 1927-04-01 | 2099-01-01 | Burgin | KY | Mercer
2445 | Lock HavenOtherExisting | Other | 18 | 75535 | CT Oil | PJM | PPL Electric Utilities Corp. | Existing | 1969-11-01 | 2099-01-01 | Not Given | PA | Clinton
2446 | LockhartHydroExisting | Hydro | 15 | 75537 | Hydro Run-of-River | SERC | Duke Energy Corp. | Existing | 1921-01-01 | 2099-01-01 | Lockhart | SC | Union
2447 | Lockport Energy Assoc. L.P.CCExisting | CC | 105.03 | 75538 | Combined Cycle | NYISO | NYISO - West Zone (A) | Existing | 1992-12-01 | 2099-01-01 | Lockport | NY | Niagara
2448 | Lockport PowerhouseHydroExisting | Hydro | 13.5 | 75540 | Hydro Run-of-River | PJM | Commonwealth Edison Co. | Existing | 1908-01-01 | 2099-01-01 | Lockport | IL | Will
2449 | Lockville Hydropower Co.HydroCancelled | Hydro | 1.25 | 75541 | Inactive | SERC | Progress Energy Carolina Inc. | Cancelled | 1988-01-01 | 2099-01-01 | Moncure | NC | Chatham
2450 | Lockwood Hydroelectric FacilitHydroExisting | Hydro | 6.92 | 75542 | Hydro Run-of-River | ISO New England | Central Maine Power Co. | Existing | 1988-11-01 | 2099-01-01 | Waterville | ME | Kennebec
2451 | Logan Generating PlantCoalExisting | Coal | 218 | 1875 | ST Coal | PJM | Atlantic City Electric Co. | Existing | 1994-10-01 | 2099-01-01 | Swedesboro | NJ | Gloucester
2452 | Logan Martin DamHydroExisting | Hydro | 135 | 72686 | Hydro Storage | SERC | Southern Company | Existing | 1964-08-01 | 2099-01-01 | Vincent | AL | Talladega
2453 | LogansportCoalCancelled | Coal | 38.5 | 75548 | Inactive | MISO Central Region | Duke (Cinergy) | Cancelled | 1958-01-01 | 2099-01-01 | Logansport | IN | Cass
2454 | LogansportCTExisting | CT | 3.2 | 75548 | CT Gas | MISO Central Region | Duke (Cinergy) | Existing | 1969-01-01 | 2099-01-01 | Logansport | IN | Cass
2455 | LombardCTCancelled | CT | 87 | 2392 | Retired | PJM | Commonwealth Edison Co. | Cancelled | 1969-06-01 | 2004-12-31 | Not Given | IL | Du Page
2456 | London (Usecan)CTCancelled | CT | 3.8 | #N/A | Inactive | IESO | IESO (Ontario) | Cancelled | 1993-01-01 | 2099-01-01 | London | ON | Not Applicable
2457 | LondonHydroExisting | Hydro | 15.99 | 75550 | Hydro Run-of-River | PJM | AEP Appalachian | Existing | 1935-12-01 | 2099-01-01 | Handley | WV | Kanawha
2458 | Lone Oak Energy CenterCCCancelled | CC | 800 | 75551 | Indefinitely Postponed | SERC | Southern Company | Cancelled | 2050-01-01 | 2099-01-01 | Not Given | MS | Lowndes
2459 | Lone Star Steel CompanyCTExisting | CT | 31.26 | 1606 | ST Gas | SPP | AEP West - SPP | Existing | 1951-01-01 | 2099-01-01 | Lone Star | TX | Morris
2460 | Lone StarCTExisting | CT | 50 | 75553 | ST Gas | SPP | AEP West - SPP | Existing | 1954-03-01 | 2050-01-01 | Lone Star | TX | Morris
2461 | Long Beach Resource Recovery FacilityCTCancelled | CT | 4.2 | 649579 | Inactive | NYISO | NYISO - Long Island (K) | Cancelled | 1988-06-01 | 2099-01-01 | Long Beach | NY | Nassau
2462 | Long Island Energy CenterCCCancelled | CC | 329 | #N/A | Combined Cycle | NYISO | NYISO - Long Island (K) | Cancelled | 2008-05-01 | 2099-01-01 | Yaphank | NY | Suffolk
2463 | Long Island Wind ParkWindFuture | Wind | 140 | #N/A | Wind | NYISO | NYISO - Long Island (K) | Future | 2008-06-01 | 2099-01-01 | Not Given | NY | Nassau
2464 | Long Sault RapidsHydroExisting | Hydro | 18 | 609416 | Hydro Run-of-River | IESO | IESO (Ontario) | Existing | 1998-04-01 | 2099-01-01 | Mississauga | ON | Not Applicable
2465 | Long SpruceHydroExisting | Hydro | 976.3 | 608471 | Hydro Run-of-River | MRO Canada - Manitoba | Manitoba Hydro | Existing | 1979-05-01 | 2099-01-01 | Not Given | MB | Not Applicable
2466 | Longfalls FacilityHydroCancelled | Hydro | 3.33 | 75555 | Inactive | NYISO | NYISO - Mohawk Valley Zone (E) | Cancelled | 1991-10-01 | 2099-01-01 | Not Given | NY | Jefferson
2467 | Longleaf Energy StationCoalFuture | Coal | 1200 | 587645 | ST Coal | SERC | Southern Company | Future | 2009-07-01 | 2099-01-01 | Not Given | GA | Early
2468 | Longview PowerCoalFuture | Coal | 600 | 588046 | ST Coal | PJM | Allegheny Energy, Inc. | Future | 2009-01-01 | 2099-01-01 | Not Given | WV | Monongalia
2469 | Lookout ShoalsHydroExisting | Hydro | 27.99 | 75561 | Hydro Storage | SERC | Duke Energy Corp. | Existing | 1915-12-01 | 2099-01-01 | Claremont | NC | Iredell
2470 | Lorain LandfillCTExisting | CT | 8 | 652623 | CT Gas | MISO East Region | FirstEnergy Ohio | Existing | 2001-11-16 | 2099-01-01 | Oberlin | OH | Lorain
2471 | Loring AFB Central Heat/CogenCTCancelled | CT | 4.5 | 652012 | Retired | ISO New England | Central Maine Power Co. | Cancelled | 1983-01-01 | 1994-09-30 | Limestone | ME | Aroostook
2472 | Loring AFB Central Heat/CogenCTPlanned | CT | 70 | 652012 | CT Gas | ISO New England | Central Maine Power Co. | Planned | 2008-03-01 | 2099-12-01 | Limestone | ME | Aroostook
2473 | Lost NationOtherExisting | Other | 18.3 | 75572 | CT Oil | ISO New England | Northeast Utilities - New Hampshire | Existing | 1969-09-01 | 2099-01-01 | Milton Mills | NH | Coos
2474 | LoudHydroExisting | Hydro | 4 | 75574 | Hydro Run-of-River | MISO East Region | Consumers Energy Co. | Existing | 1913-01-01 | 2099-01-01 | East Tawas | MI | Iosco
2475 | LouisaCoalCancelled | Coal | 681.46 | 1778 | Inactive | MRO US | MidAmerican Energy Co. | Cancelled | 1983-10-01 | 2000-01-01 | Grandview | IA | Louisa
2476 | LouisaCoalExisting | Coal | 681.46 | 1778 | ST Coal | MRO US | MidAmerican Energy Co. | Existing | 1983-10-01 | 2099-01-01 | Muscatine | IA | Louisa
2477 | LouisaCTExisting | CT | 510 | 75575 | CT Gas | PJM | Dominion | Existing | 2003-06-01 | 2099-01-01 | Not Given | VA | Louisa
2478 | Louisiana 2CTExisting | CT | 140 | 385643 | ST Gas | Entergy | Entergy South | Existing | 1950-01-01 | 2099-01-01 | Baton Rouge | LA | East Baton Rouge
2479 | LovettCoalCancelled | Coal | 196.5832 | 1468 | Retired | NYISO | NYISO - Hudson Valley Zone (G) | Cancelled | 1969-04-01 | 2007-04-30 | Tomkins Cove | NY | Rockland
2480 | LovettCoalExisting | Coal | 176.8 | 1468 | ST Coal | NYISO | NYISO - Hudson Valley Zone (G) | Existing | 1966-05-01 | 2008-06-01 | Tomkins Cove | NY | Rockland
2481 | LovettCTCancelled | CT | 66.5 | 1468 | Retired | NYISO | NYISO - Hudson Valley Zone (G) | Cancelled | 1955-03-01 | 2007-04-30 | Tomkins Cove | NY | Rockland
2482 | Low MoorOtherExisting | Other | 72 | 75582 | CT Oil | PJM | Dominion | Existing | 1971-07-01 | 2099-01-01 | Not Given | VA | Alleghany
2483 | Lowell Cogeneration PlantCCExisting | CC | 33.5 | 75586 | Combined Cycle | ISO New England | National Grid - NEMA | Existing | 1988-09-01 | 2099-01-01 | Lowell | MA | Middlesex
2484 | Lowell LandfillCTExisting | CT | 1.64 | #N/A | CT Gas | ISO New England | National Grid - NEMA | Existing | 1997-08-01 | 2099-01-01 | Lowell | MA | Middlesex
2485 | Lowell Mountain RangeWindCancelled | Wind | 18 | #N/A | Cancelled | ISO New England | Central Vermont Public Service Corp. | Cancelled | 2006-12-31 | 2099-12-01 | Not Given | VT | Orleans
2486 | LowellCTCancelled | CT | 2.2 | 75584 | Inactive | MISO East Region | Consumers Energy Co. | Cancelled | 1941-01-01 | 2099-01-01 | Lowell | MI | Kent
2487 | LowellCTExisting | CT | 3 | 75584 | CT Gas | MISO East Region | Consumers Energy Co. | Existing | 1956-01-01 | 2099-01-01 | Lowell | MI | Kent
2488 | Lower Great BrookHydroExisting | Hydro | 3.9 | 609308 | Hydro Run-of-River | Eastern Canada | Nova Scotia Power Corp. | Existing | 1955-01-01 | 2099-01-01 | Not Given | NS | Not Applicable
2489 | Lower Lake FallsHydroExisting | Hydro | 7.2 | 609302 | Hydro Run-of-River | Eastern Canada | Nova Scotia Power Corp. | Existing | 1929-01-01 | 2099-01-01 | Not Given | NS | Not Applicable
2490 | Lower MiddleburyHydroExisting | Hydro | 1.86 | 75596 | Hydro Run-of-River | ISO New England | Central Vermont Public Service Corp. | Existing | 1917-01-01 | 2099-01-01 | Not Given | VT | Addison
2491 | Lower Mount BethelCCExisting | CC | 600 | 75599 | Combined Cycle | PJM | PPL Electric Utilities Corp. | Existing | 2004-02-01 | 2099-01-01 | Martins Creek | PA | Northampton
2492 | Lower NotchHydroExisting | Hydro | 275 | 609056 | Hydro Storage | IESO | IESO (Ontario) | Existing | 1971-01-01 | 2099-01-01 | Cobalt | ON | Not Applicable
2493 | Lower Saranac Hydroelectric FaHydroCancelled | Hydro | 6.7 | 75604 | Inactive | NYISO | NYISO - North Zone (D) | Cancelled | 1990-10-01 | 2099-01-01 | Plattsburgh | NY | Clinton
2494 | Lower SturgeonHydroExisting | Hydro | 5.36 | 609376 | Hydro Run-of-River | IESO | IESO (Ontario) | Existing | 1923-01-01 | 2099-01-01 | Timmins | ON | Not Applicable
2495 | Lower Village Water Power ProjHydroExisting | Hydro | 1.3 | 75605 | Hydro Run-of-River | ISO New England | Northeast Utilities - New Hampshire | Existing | 1988-01-01 | 2099-01-01 | Claremont | NH | Sullivan
2496 | Lowman (Tombigbee)CoalExisting | Coal | 553 | 2250 | ST Coal | SERC | Alabama Electric Coop, Inc. | Existing | 1969-06-01 | 2099-01-01 | Leroy | AL | Washington
2497 | LudingtonHydroCancelled | Hydro | 2040 | 75612 | Inactive | MISO East Region | Detroit Edison Co. | Cancelled | 1973-01-01 | 2000-01-01 | Ludington | MI | Mason
2498 | LudingtonHydroExisting | Hydro | 2040 | 75612 | Pumped Storage Hydro | MISO East Region | Detroit Edison Co. | Existing | 1973-01-01 | 2099-01-01 | Ludington | MI | Mason
2499 | Ludlow Clean EnergyOtherFuture | Other | 20 | #N/A | ST Other | ISO New England | Central Vermont Public Service Corp. | Future | 2008-01-01 | 2099-12-01 | Ludlow | VT | Windsor
2500 | LumsdenHydroExisting | Hydro | 2.8 | 609344 | Hydro Run-of-River | Eastern Canada | Nova Scotia Power Corp. | Existing | 1940-01-01 | 2099-01-01 | Not Given | NS | Not Applicable
2501 | LundquistOtherExisting | Other | 20 | #N/A | CT Oil | MRO US | MidAmerican Energy Co. | Existing | 2000-06-01 | 2099-01-01 | Webster City | IA | Not Applicable
2502 | LurayHydroCancelled | Hydro | 1.26 | 75618 | Inactive | PJM | Allegheny Energy, Inc. | Cancelled | 1927-01-01 | 2099-01-01 | Not Given | VA | Page
2503 | LuverneCTCancelled | CT | 7.4 | #N/A | Inactive | MRO US | WAPA Billings East (UM-East) NEBRASKA & IOWA | Cancelled | 1951-01-01 | 2099-01-01 | Luverne | MN | Rock
2504 | Lycoming County LandfillCTCancelled | CT | 1.1 | #N/A | Inactive | PJM | PPL Electric Utilities Corp. | Cancelled | 1993-01-01 | 2099-01-01 | Montgomery | PA | Lycoming
2505 | Lykes Pasco Inc.CTCancelled | CT | 1.5 | #N/A | Retired | Florida | Progress Energy Florida Inc. | Cancelled | 1958-05-01 | 2001-01-01 | Brooksville | FL | Hernando
2506 | Lyon Generating FacilityCTCancelled | CT | 6.65 | 75624 | Inactive | MISO East Region | Detroit Edison Co. | Cancelled | 1995-02-01 | 2099-01-01 | New Hudson | MI | Oakland
2507 | Lyons Falls Hydroelectric IncoHydroCancelled | Hydro | 7.89 | 610903 | Inactive | NYISO | NYISO - Mohawk Valley Zone (E) | Cancelled | 1970-01-01 | 2099-01-01 | Lyons Falls | NY | Lewis
2508 | Lyons PlantCTCancelled | CT | 2.2 | 75626 | Inactive | MRO US | Nebraska Public Power District | Cancelled | 1953-01-01 | 2099-01-01 | Lyons | NE | Burt
2509 | Lyonsdale AssociatesHydroExisting | Hydro | 3 | 75627 | Hydro Storage | NYISO | NYISO - Mohawk Valley Zone (E) | Existing | 1984-07-01 | 2099-01-01 | Lyons Falls | NY | Lewis
2510 | Lyonsdale Power CompanyOtherExisting | Other | 21.7 | 75628 | ST Other | NYISO | NYISO - Mohawk Valley Zone (E) | Existing | 1992-08-01 | 2099-01-01 | Lyons Falls | NY | Lewis
2511 | M&M/Mars - ChicagoCTCancelled | CT | 3.5 | 75636 | Inactive | PJM | Commonwealth Edison Co. | Cancelled | 1987-05-01 | 2099-01-01 | Chicago | IL | Cook
2512 | M.L. HibbardCoalExisting | Coal | 68 | 75632 | ST Coal | MISO West Region | Minnesota Power, Inc. | Existing | 1949-08-01 | 2099-01-01 | Duluth | MN | St. Louis
2513 | MabelvaleCTExisting | CT | 73 | 2279 | CT Gas | Entergy | Entergy North | Existing | 1970-12-01 | 2099-01-01 | North Little Rock | AR | Pulaski
2514 | Mac Arthur Waste-to-Energy FacOtherExisting | Other | 11.5 | #N/A | ST Other | NYISO | NYISO - Long Island (K) | Existing | 1986-01-01 | 2099-01-01 | Ronkonkoma | NY | Suffolk
2515 | Machias YorkshireWindPlanned | Wind | 45 | 811344 | Wind | NYISO | NYISO - West Zone (A) | Planned | 2008-12-31 | 2099-12-01 | Not Given | NY | Cattaraugus
2516 | MackayHydroExisting | Hydro | 60 | 609447 | Hydro Storage | IESO | IESO (Ontario) | Existing | 1957-01-01 | 2099-01-01 | Not Given | ON | Not Applicable
2517 | Mackinaw CityWindExisting | Wind | 2 | 73062 | Wind | MISO East Region | Consumers Energy Co. | Existing | 2001-12-03 | 2099-01-01 | Mackinaw City | MI | Emmet
2518 | Macon County LandfillCTCancelled | CT | 1.6 | 75653 | Inactive | MISO Central Region | AmerenIP | Cancelled | 1998-01-01 | 2099-01-01 | Decatur | IL | Macon
2519 | Macon MillCTCancelled | CT | 33.4 | 75655 | Inactive | SERC | Southern Company | Cancelled | 1948-06-01 | 2099-01-01 | Macon | GA | Bibb
2520 | MaconOtherExisting | Other | 10.15 | 75653 | CT Oil | TVA | Associated Electric Coop, Inc. | Existing | 1962-01-01 | 2099-01-01 | Macon | MO | Macon
2521 | MactaquacHydroExisting | Hydro | 672 | 609225 | Hydro Storage | Eastern Canada | NB Power | Existing | 1988-01-01 | 2099-01-01 | Not Given | NB | Not Applicable
2522 | Mad RiverOtherExisting | Other | 60 | 75656 | CT Oil | MISO East Region | FirstEnergy Ohio | Existing | 1972-08-01 | 2099-01-01 | Springfield | OH | Clark
2523 | MaddoxCTExisting | CT | 194 | 1439 | ST Gas | SPP | Southwestern Public Service Co. | Existing | 1967-01-01 | 2099-01-01 | Hobbs | NM | Lea
2524 | MadeliaCTExisting | CT | 11 | 72700 | CT Gas | MISO West Region | Northern States Power Co. | Existing | 1959-01-01 | 2099-01-01 | Madelia | MN | Watonwan
2525 | Madison Generating StationCTExisting | CT | 704 | 75660 | CT Gas | MISO Central Region | Duke (Cinergy) | Existing | 2000-06-30 | 2099-01-01 | Not Given | OH | Butler
2526 | Madison Plant (LFNO47)CTCancelled | CT | 8.5 | #N/A | Inactive | Florida | Progress Energy Florida Inc. | Cancelled | 1999-01-01 | 2099-01-01 | Madison | FL | Jefferson
2527 | Madison Plant (NPPD)CTCancelled | CT | 4 | 75658 | Inactive | MRO US | Nebraska Public Power District | Cancelled | 1953-01-01 | 2099-01-01 | Madison | NE | Madison
2528 | Madison StreetCTCancelled | CT | 14 | 75662 | Retired | PJM | Delmarva Power & Light Co. | Cancelled | 1962-11-01 | 2005-01-01 | Wilmington | DE | New Castle
2529 | Madison UtilitiesCTCancelled | CT | 4.15 | 75663 | Inactive | MRO US | Nebraska Public Power District | Cancelled | 1959-12-01 | 2099-01-01 | Madison | NE | Madison
2530 | Madison Windpower ProjectWindExisting | Wind | 11.5 | 75664 | Wind | NYISO | NYISO - Mohawk Valley Zone (E) | Existing | 2000-09-15 | 2099-01-01 | Hamilton | NY | Madison
2531 | Main Street (SEAW)CTCancelled | CT | 6.13 | 75669 | Inactive | MISO East Region | Detroit Edison Co. | Cancelled | 1966-10-01 | 2099-01-01 | Sebewaing | MI | Huron
2532 | Main Street (SPCIUT)OtherExisting | Other | 13 | 75670 | CT Oil | SPP | City Utilities of Springfield (Springfield MO) | Existing | 1968-01-01 | 2099-01-01 | Springfield | MO | Greene
2533 | Main Street PlantCoalCancelled | Coal | 35.29 | #N/A | Inactive | MISO West Region | We Energies | Cancelled | 1968-01-01 | 2099-01-01 | Kimberly | WI | Outagamie
2534 | Main Street PlantHydroCancelled | Hydro | 21.6 | #N/A | Inactive | MISO West Region | We Energies | Cancelled | 1996-01-01 | 2099-01-01 | Kimberly | WI | Outagamie
2535 | Maine Energy Recovery Project (MERCO)OtherExisting | Other | 21.71 | 75671 | ST Other | ISO New England | Central Maine Power Co. | Existing | 1987-05-01 | 2099-01-01 | Biddeford | ME | York
2536 | Maine Independence StationCCExisting | CC | 540 | 2111 | Combined Cycle | ISO New England | Bangor Hydro-Electric Co. | Existing | 2000-05-15 | 2099-01-01 | Veazie | ME | Penobscot
2537 | Malay FallsHydroExisting | Hydro | 3 | 609268 | Hydro Run-of-River | Eastern Canada | Nova Scotia Power Corp. | Existing | 1924-01-01 | 2099-01-01 | Not Given | NS | Not Applicable
2538 | MaldenCTExisting | CT | 15.99 | 75673 | CT Gas | SPP | Southwestern Power Administration | Existing | 1937-01-01 | 2099-01-01 | Malden | MO | Dunklin
2539 | Malette KraftOtherExisting | Other | 27.5 | 609463 | ST Other | IESO | IESO (Ontario) | Existing | 1976-01-01 | 2099-01-01 | Smooth Rock Falls | ON | Not Applicable
2540 | Mallard Lake Generating FaciliCCExisting | CC | 20.44 | 75674 | Combined Cycle | PJM | Commonwealth Edison Co. | Existing | 1997-11-01 | 2099-01-01 | Hanover Park | IL | Du Page
2541 | Mallard RidgeCTCancelled | CT | 2.4 | 75675 | Inactive | MISO West Region | Alliant East | Cancelled | 1996-01-01 | 2099-01-01 | Delavan | WI | Walworth
2542 | ManateeCCExisting | CC | 1201 | 1713 | Combined Cycle | Florida | Florida Power & Light Co. | Existing | 2005-06-30 | 2050-01-01 | Plant City | FL | Manatee
2543 | ManateeOtherExisting | Other | 1639 | 1713 | ST Oil | Florida | Florida Power & Light Co. | Existing | 1976-10-01 | 2099-01-01 | Plant City | FL | Manatee
2544 | Manchester Riverfront FacilityCTCancelled | CT | 80 | #N/A | Cancelled | ISO New England | Northeast Utilities - New Hampshire | Cancelled | 2050-01-01 | 2099-12-01 | Manchester | NH | Hillsborough
2545 | Manchester StreetCCExisting | CC | 495 | 1559 | Combined Cycle | ISO New England | National Grid - Rhode Island | Existing | 1995-10-01 | 2099-01-01 | Providence | RI | Providence
2546 | ManchesterCTExisting | CT | 4.8 | #N/A | CT Gas | PJM | Jersey Central Power & Light | Existing | 1997-06-01 | 2099-01-01 | Lakehurst | NJ | Ocean
2547 | MangumCTExisting | CT | 6.49 | 75683 | CT Gas | SPP | Oklahoma Municipal Power Authority | Existing | 1929-01-01 | 2099-01-01 | Mangum | OK | Greer
2548 | Manic 1HydroExisting | Hydro | 196.2 | 608789 | Hydro Run-of-River | Eastern Canada | Hydro-Quebec | Existing | 1967-02-01 | 2099-01-01 | Not Given | PQ | Not Applicable
2549 | Manic 2HydroExisting | Hydro | 1041.6 | 608793 | Hydro Run-of-River | Eastern Canada | Hydro-Quebec | Existing | 1967-03-01 | 2099-01-01 | Not Given | PQ | Not Applicable
2550 | Manic 3HydroExisting | Hydro | 1173.48 | 608756 | Hydro Run-of-River | Eastern Canada | Hydro-Quebec | Existing | 1975-12-01 | 2099-01-01 | Not Given | PQ | Not Applicable
2551 | Manic 5HydroExisting | Hydro | 1527.6 | 608761 | Hydro Storage | Eastern Canada | Hydro-Quebec | Existing | 1993-11-01 | 2099-01-01 | Not Given | PQ | Not Applicable
2552 | Manic 5-PaHydroExisting | Hydro | 1047.76 | 608770 | Hydro Storage | Eastern Canada | Hydro-Quebec | Existing | 1989-05-01 | 2099-01-01 | Not Given | PQ | Not Applicable
2553 | ManillaCTCancelled | CT | 1.1 | 75684 | Inactive | MRO US | WAPA Billings East (UM-East) NEBRASKA & IOWA | Cancelled | 1951-01-01 | 2099-01-01 | Manilla | IA | Crawford
2554 | Manistee Forest Wind ProjectWindCancelled | Wind | 140 | 631972 | Cancelled | MISO East Region | Consumers Energy Co. | Cancelled | 2007-10-01 | 2099-12-01 | Not Given | MI | Manistee
2555 | ManistiqueOtherExisting | Other | 5 | 75685 | CT Oil | MISO West Region | We Energies | Existing | 1960-01-01 | 2099-01-01 | Not Given | MI | Schoolcraft
2556 | Manitou FallsHydroExisting | Hydro | 72 | 609058 | Hydro Storage | IESO | IESO (Ontario) | Existing | 1956-03-29 | 2099-01-01 | Ear Falls | ON | Not Applicable
2557 | Manitoulin Island (Sudbury Wind)WindCancelled | Wind | 50 | #N/A | Indefinitely Postponed | IESO | IESO (Ontario) | Cancelled | 2050-01-01 | 2099-12-01 | Sudbury | ON | Not Applicable
2558 | Manitoulin Island (Swei)WindCancelled | Wind | 100 | 588167 | Indefinitely Postponed | IESO | IESO (Ontario) | Cancelled | 2050-01-01 | 2099-12-01 | Sudbury | ON | Not Applicable
2559 | ManitowocCoalCancelled | Coal | 57 | 1682 | Retired | MISO West Region | Wisconsin Public Service Corp. | Cancelled | 1964-01-01 | 2003-12-01 | Manitowoc | WI | Manitowoc
2560 | ManitowocCoalExisting | Coal | 132.9 | 1682 | ST Coal | MISO West Region | Wisconsin Public Service Corp. | Existing | 1956-01-01 | 2099-01-01 | Manitowoc | WI | Manitowoc
2561 | ManitowocCTExisting | CT | 5.5 | 1682 | CT Gas | MISO West Region | Wisconsin Public Service Corp. | Existing | 1985-09-01 | 2099-01-01 | Manitowoc | WI | Manitowoc
2562 | Mankato (ADM)CoalCancelled | Coal | 10.55 | 75687 | Inactive | MISO West Region | Northern States Power Co. | Cancelled | 1987-10-01 | 2099-01-01 | Mankato | MN | Blue Earth
2563 | Mankato Energy CenterCCExisting | CC | 367 | 613326 | Combined Cycle | MISO West Region | Northern States Power Co. | Existing | 2006-07-17 | 2099-12-01 | Not Given | MN | Blue Earth
2564 | ManningCTCancelled | CT | 1.11 | 75689 | Inactive | MRO US | WAPA Billings East (UM-East) NEBRASKA & IOWA | Cancelled | 1928-03-01 | 2099-01-01 | Manning | IA | Carroll
2565 | MansfieldCoalExisting | Coal | 2360 | 1731 | ST Coal | MISO East Region | FirstEnergy Ohio | Existing | 1976-04-05 | 2099-01-01 | Shippingport | PA | Beaver
2566 | Maple LakeOtherExisting | Other | 25.2 | 75697 | CT Oil | MISO West Region | Great River Energy | Existing | 1978-05-01 | 2099-01-01 | Maple Lake | MN | Wright
2567 | Maple RidgeWindFuture | Wind | 295 | 587500 | Wind | NYISO | NYISO - Mohawk Valley Zone (E) | Future | 2005-12-31 | 2099-01-01 | Not Given | NY | Lewis
2568 | Maquoketa - IESHydroCancelled | Hydro | 1.2 | 75699 | Inactive | MISO Central Region | AmerenCIPS | Cancelled | 1924-01-01 | 2099-01-01 | Not Given | IA | Jackson
2569 | Maquoketa - MMPCTCancelled | CT | 6.02 | 75701 | Inactive | MISO Central Region | AmerenCIPS | Cancelled | 1938-11-01 | 2099-01-01 | Maquoketa | IA | Jackson
2570 | Maquoketa - MMPCTExisting | CT | 24.4 | 75700 | CT Gas | MISO Central Region | AmerenCIPS | Existing | 1969-10-01 | 2099-01-01 | Maquoketa | IA | Jackson
2571 | Marathon (SWE)WindCancelled | Wind | 200 | #N/A | Cancelled | IESO | IESO (Ontario) | Cancelled | 2006-09-01 | 2099-12-01 | Marathon | ON | Not Applicable
2572 | Marathon Electric CorporationCTCancelled | CT | 3.15 | 75702 | Inactive | MISO West Region | Wisconsin Public Service Corp. | Cancelled | 1978-12-01 | 2099-01-01 | Wausau | WI | Marathon
2573 | MarathonCTCancelled | CT | 3.5 | 72695 | Inactive | Florida | Florida Power & Light Co. | Cancelled | 1998-01-01 | 2099-01-01 | Not Given | FL | Monroe
2574 | MarathonOtherExisting | Other | 16.5 | 72695 | CT Oil | Florida | Florida Power & Light Co. | Existing | 1958-01-01 | 2099-01-01 | Not Given | FL | Monroe
2575 | Marcus Hook Refinery CogenCCCancelled | CC | 482 | 1946 | Cancelled | PJM | PECO Energy Co. | Cancelled | 2004-12-31 | 2099-01-01 | Marcus Hook | PA | Delaware
2576 | Marcus Hook Refinery CogenCCExisting | CC | 744 | 1946 | Combined Cycle | PJM | PECO Energy Co. | Existing | 2004-12-31 | 2099-01-01 | Marcus Hook | PA | Delaware
2577 | Marcus Hook Refinery CogenCTExisting | CT | 50.5 | 1946 | CT Gas | PJM | PECO Energy Co. | Existing | 1987-11-01 | 2099-01-01 | Marcus Hook | PA | Delaware
2578 | Marion (SIPC)CoalExisting | Coal | 284 | 2409 | ST Coal | MISO Central Region | Southern Illinois Power Coop | Existing | 1963-06-01 | 2099-01-01 | Marion | IL | Williamson
2579 | Marion (SIPC)CTExisting | CT | 176 | 2409 | CT Gas | MISO Central Region | Southern Illinois Power Coop | Existing | 2003-02-01 | 2099-01-01 | Marion | IL | Williamson
2580 | Marion (SIPC)CTPlanned | CT | 71 | 2409 | CT Gas | MISO Central Region | Southern Illinois Power Coop | Planned | 2007-07-01 | 2099-01-01 | Marion | IL | Williamson
2581 | Market Street Energy CompanyCTCancelled | CT | 25 | #N/A | Inactive | MISO West Region | Northern States Power Co. | Cancelled | 2003-07-01 | 2099-01-01 | Saint Paul | MN | Ramsey
2582 | Markham (Kerr Dam)HydroExisting | Hydro | 114 | 75710 | Hydro Storage | SPP | Grand River Dam Authority | Existing | 1964-05-01 | 2099-01-01 | Locust Grove | OK | Mayes
2583 | MarklandHydroExisting | Hydro | 45 | 75712 | Hydro Storage | MISO Central Region | Duke (Cinergy) | Existing | 1967-04-01 | 2099-01-01 | Florence | IN | Switzerland
2584 | Marlborough Hydro CorporationHydroCancelled | Hydro | 1 | #N/A | Inactive | ISO New England | Northeast Utilities - New Hampshire | Cancelled | 1992-01-01 | 2099-01-01 | Marlborough | NH | Cheshire
2585 | MarmetHydroExisting | Hydro | 15.99 | 75714 | Hydro Run-of-River | PJM | AEP Appalachian | Existing | 1935-12-01 | 2099-01-01 | Not Given | WV | Kanawha
2586 | Mars Hill Wind FarmWindExisting | Wind | 50 | 587977 | Wind | ISO New England | Bangor Hydro-Electric Co. | Existing | 2007-02-01 | 2099-12-01 | Mars Hill-Blaine | ME | Aroostook
2587 | Marshall (CPLC)HydroExisting | Hydro | 5 | 75723 | Hydro Storage | SERC | Progress Energy Carolina Inc. | Existing | 1985-01-01 | 2099-01-01 | Marshall | NC | Madison
2588 | Marshall (DUPC)CoalExisting | Coal | 2090 | 1484 | ST Coal | SERC | Duke Energy Corp. | Existing | 1965-03-01 | 2099-01-01 | Terrell | NC | Catawba
2589 | Marshall (MARSH)CTCancelled | CT | 32.3 | 75722 | Inactive | SPP | Kansas City Power & Light Co. | Cancelled | 1994-01-01 | 2099-01-01 | Marshall | MO | Saline
2590 | Marshall (MARSH)CTExisting | CT | 26 | 75722 | ST Gas | SPP | AEP West - SPP | Existing | 1948-06-01 | 2099-01-01 | Marshall | OK | Logan
2591 | Marshall (MARSHL)OtherExisting | Other | 18.91 | 75721 | CT Oil | MRO US | WAPA Billings East (UM-East) NEBRASKA & IOWA | Existing | 1969-01-01 | 2099-01-01 | Marshall | MN | Lyon
2592 | Marshall (MCWEW)OtherExisting | Other | 10 | 75720 | CT Oil | MISO East Region | Consumers Energy Co. | Existing | 1948-01-01 | 2099-01-01 | Marshall | MI | Calhoun
2593 | Marshall (MWLD)OtherExisting | Other | 16 | 75726 | CT Oil | MISO Central Region | AmerenCIPS | Existing | 1948-01-01 | 2099-01-01 | Marshall | IL | Clark
2594 | Marshall County (DUENMC)CTExisting | CT | 640 | 75727 | CT Gas | TVA | Tennessee Valley Authority | Existing | 2002-06-24 | 2099-01-01 | Calvert City | KY | Marshall
2595 | MarshalltownCTCancelled | CT | 3.9 | 75729 | Inactive | MISO West Region | Alliant West | Cancelled | 1941-01-01 | 2099-01-01 | Not Given | IA | Marshall
2596 | MarshalltownOtherExisting | Other | 175 | 75729 | CT Oil | MISO West Region | Alliant West | Existing | 1978-06-01 | 2099-01-01 | Not Given | IA | Marshall
2597 | Marshfield 6HydroCancelled | Hydro | 4.94 | 75730 | Inactive | ISO New England | Green Mountain Power Corp. | Cancelled | 1927-01-01 | 2099-01-01 | Marshfield | VT | Washington
2598 | Martin (FLPL)CCExisting | CC | 2107 | 1714 | Combined Cycle | Florida | Florida Power & Light Co. | Existing | 2005-06-30 | 2050-01-01 | Indiantown | FL | Martin
2599 | Martin (FLPL)CTCancelled | CT | 340 | 1714 | Retired | Florida | Florida Power & Light Co. | Cancelled | 2001-06-20 | 2005-06-30 | Indiantown | FL | Martin
2600 | Martin (FLPL)CTExisting | CT | 1652 | 1714 | ST Gas | Florida | Florida Power & Light Co. | Existing | 1980-12-01 | 2099-01-01 | Indiantown | FL | Martin
2601 | Martin DamHydroExisting | Hydro | 159.01 | 72688 | Hydro Storage | SERC | Southern Company | Existing | 1952-07-01 | 2099-01-01 | Tallassee | AL | Elmore
2602 | Martins CreekCoalCancelled | Coal | 336 | 1544 | Retired | PJM | PPL Electric Utilities Corp. | Cancelled | 1954-09-01 | 2007-09-15 | Martins Creek | PA | Northampton
2603 | Martins CreekOtherExisting | Other | 1759 | 1544 | ST Oil | PJM | PPL Electric Utilities Corp. | Existing | 1975-10-01 | 2099-01-01 | Martins Creek | PA | Northampton
2604 | Martinsville (MARTI)HydroCancelled | Hydro | 1.3 | 75736 | Inactive | PJM | AEP Appalachian | Cancelled | 1924-01-01 | 2099-01-01 | Martinsville | VA | Henry
2605 | MarysvilleCoalCancelled | Coal | 200 | 1358 | Inactive | MISO East Region | Detroit Edison Co. | Cancelled | 1930-10-01 | 2099-01-01 | Marysville | MI | St. Clair
2606 | Mascoma HydroHydroCancelled | Hydro | 1.5 | 75739 | Inactive | ISO New England | Green Mountain Power Corp. | Cancelled | 1988-12-01 | 2099-01-01 | Lebanon | NH | Grafton
2607 | MascoutahCTCancelled | CT | 2.26 | 75740 | Inactive | MISO Central Region | AmerenIP | Cancelled | 1946-06-01 | 2099-01-01 | Mascoutah | IL | St. Clair
2608 | MascoutahOtherExisting | Other | 6 | 75740 | CT Oil | MISO Central Region | AmerenIP | Existing | 1973-05-01 | 2099-01-01 | Mascoutah | IL | St. Clair
2609 | Mason City Gt (Lime Creek)OtherExisting | Other | 70 | 75491 | CT Oil | MISO West Region | Alliant West | Existing | 1991-05-31 | 2099-01-01 | Not Given | IA | Cerro Gordo
2610 | Mason SteamOtherCancelled | Other | 91.79 | 1325 | Retired | ISO New England | Central Maine Power Co. | Cancelled | 1952-01-01 | 2003-12-31 | Wiscasset | ME | Lincoln
2611 | Massachusetts Refuse Tech Inc.OtherExisting | Other | 30.74 | 75742 | ST Other | ISO New England | National Grid - NEMA | Existing | 1985-08-01 | 2099-01-01 | North Andover | MA | Essex
2612 | Massena Energy FacilityCCExisting | CC | 101.86 | 2072 | Combined Cycle | NYISO | NYISO - North Zone (D) | Existing | 1992-07-01 | 2099-01-01 | Massena | NY | St. Lawrence
2613 | MassengaleCCExisting | CC | 62 | 75123 | Combined Cycle | SPP | Southwestern Public Service Co. | Existing | 2000-09-07 | 2099-01-01 | Lubbock | TX | Lubbock
2614 | MassengaleCTExisting | CT | 45 | 75123 | ST Gas | SPP | Southwestern Public Service Co. | Existing | 1959-03-01 | 2099-01-01 | Lubbock | TX | Lubbock
2615 | Masson Angers Power StationHydroExisting | Hydro | 105 | 613737 | Hydro Run-of-River | Eastern Canada | Hydro-Quebec | Existing | 1933-01-01 | 2099-01-01 | Masson | PQ | Not Applicable
2616 | MasspowerCCExisting | CC | 258.01 | 1925 | Combined Cycle | ISO New England | Northeast Utilities - WCMA | Existing | 1993-04-01 | 2099-01-01 | Springfield | MA | Hampden
2617 | MatabitchuanHydroExisting | Hydro | 10.12 | 913631 | Hydro Storage | IESO | IESO (Ontario) | Existing | 1910-01-01 | 2099-01-01 | North Cobalt | ON | Not Applicable
2618 | MattaceunkHydroExisting | Hydro | 19.2 | #N/A | Hydro Run-of-River | ISO New England | Bangor Hydro-Electric Co. | Existing | 1940-01-01 | 2099-01-01 | Not Given | ME | Penobscot
2619 | MayoCoalExisting | Coal | 750.01 | 1766 | ST Coal | SERC | Progress Energy Carolina Inc. | Existing | 1983-03-01 | 2099-01-01 | Roxboro | NC | Person
2620 | Mc Phail FallsHydroExisting | Hydro | 11 | 609386 | Hydro Run-of-River | IESO | IESO (Ontario) | Existing | 1954-01-01 | 2099-01-01 | Wawa | ON | Not Applicable
2621 | Mcadenville DamHydroCancelled | Hydro | 1 | 629957 | Inactive | SERC | Duke Energy Corp. | Cancelled | 1984-01-01 | 2099-01-01 | Not Given | NC | Gaston
2622 | McArthurHydroExisting | Hydro | 54.8 | 608482 | Hydro Run-of-River | MRO Canada - Manitoba | Manitoba Hydro | Existing | 1954-10-01 | 2099-01-01 | Not Given | MB | Not Applicable
2623 | McBain Power StationCTCancelled | CT | 17.4 | 77364 | Inactive | MISO East Region | Consumers Energy Co. | Cancelled | 1989-12-01 | 2099-01-01 | Mcbain | MI | Missaukee
2624 | McCartney Generating StationCTExisting | CT | 100 | 75750 | CT Gas | SPP | City Utilities of Springfield (Springfield MO) | Existing | 2002-05-22 | 2099-01-01 | Springfield | MO | Greene
2625 | McClain Energy FacilityCCExisting | CC | 478 | 2222 | Combined Cycle | SPP | Oklahoma Municipal Power Authority | Existing | 2001-06-01 | 2099-01-01 | Newcastle | OK | Mcclain
2626 | McClellan (AREC)CTExisting | CT | 134 | 75751 | ST Gas | Entergy | Entergy North | Existing | 1972-05-01 | 2099-01-01 | Camden | AR | Ouachita
2627 | McClure (UPP)HydroExisting | Hydro | 8 | 75754 | Hydro Run-of-River | MISO West Region | We Energies | Existing | 1988-02-01 | 2099-01-01 | Not Given | MI | Marquette
2628 | McCookOtherExisting | Other | 52 | 75755 | CT Oil | MRO US | Nebraska Public Power District | Existing | 1973-01-01 | 2099-01-01 | Mc Cook | NE | Red Willow
2629 | McCormickHydroExisting | Hydro | 348.8 | 608732 | Hydro Storage | Eastern Canada | Hydro-Quebec | Existing | 1965-10-01 | 2099-01-01 | Not Given | PQ | Not Applicable
2630 | McCracken Power PlantCoalCancelled | Coal | 8.13 | 75756 | Retired | PJM | AEP Appalachian | Cancelled | 1951-01-01 | 2002-01-01 | Columbus | OH | Franklin
2631 | McDonoughCoalExisting | Coal | 510.6 | 75132 | ST Coal | SERC | Southern Company | Existing | 1963-08-12 | 2050-01-01 | Smyrna | GA | Cobb
2632 | McDonoughOtherExisting | Other | 85.12 | 75132 | CT Oil | SERC | Southern Company | Existing | 1971-05-01 | 2050-01-01 | Smyrna | GA | Cobb
2633 | Mcdowell (Genpow)CoalCancelled | Coal | 600 | #N/A | Indefinitely Postponed | PJM | AEP Appalachian | Cancelled | 2050-01-01 | 2099-01-01 | Not Given | WV | Mcdowell
2634 | McdowellCoalCancelled | Coal | 300 | #N/A | Cancelled | PJM | AEP Appalachian | Cancelled | 2050-01-01 | 2099-01-01 | Not Given | WV | Mcdowell
2635 | McGregorCTCancelled | CT | 2.03 | 75758 | Inactive | MISO West Region | Alliant West | Cancelled | 1941-01-01 | 2099-01-01 | Mcgregor | IA | Clayton
2636 | McGuireCTCancelled | CT | 1 | 75759 | Inactive | SERC | Duke Energy Corp. | Cancelled | 1981-12-01 | 2099-01-01 | Cornelius | NC | Mecklenburg
2637 | McGuireNuclearExisting | Nuclear | 2258 | 75759 | Nuclear | SERC | Duke Energy Corp. | Existing | 1981-12-01 | 2041-06-01 | Cornelius | NC | Mecklenburg
2638 | McIndoesHydroExisting | Hydro | 13 | 75760 | Hydro Run-of-River | ISO New England | National Grid - New Hampshire | Existing | 1931-01-01 | 2099-01-01 | Monroe | NH | Grafton
2639 | McIntosh (LALW)CCExisting | CC | 369 | 2365 | Combined Cycle | Florida | Lakeland Electric | Existing | 2002-05-01 | 2099-01-01 | Lakeland | FL | Polk
2640 | McIntosh (LALW)CoalExisting | Coal | 342 | 2365 | ST Coal | Florida | Lakeland Electric | Existing | 1982-09-01 | 2099-01-01 | Lakeland | FL | Polk
2641 | McIntosh (LALW)CoalFuture | Coal | 300 | 2365 | Cancelled | Florida | Lakeland Electric | Future | 2008-01-01 | 2099-01-01 | Lakeland | FL | Polk
2642 | McIntosh (LALW)CTCancelled | CT | 249 | 2365 | Retired | Florida | Lakeland Electric | Cancelled | 2001-04-16 | 2001-09-15 | Lakeland | FL | Polk
2643 | McIntosh (LALW)CTExisting | CT | 217 | 2365 | CT Gas | Florida | Lakeland Electric | Existing | 1973-01-01 | 2099-01-01 | Lakeland | FL | Polk
2644 | McIntosh (LALW)OtherExisting | Other | 3 | 2365 | CT Oil | Florida | Lakeland Electric | Existing | 1970-01-01 | 2099-01-01 | Lakeland | FL | Polk
2645 | McIntosh-CAESCTExisting | CT | 240 | 75761 | CT Gas | SERC | Alabama Electric Coop, Inc. | Existing | 1998-06-01 | 2099-01-01 | Mcintosh | AL | Washington
2646 | McIntosh-CAESOtherExisting | Other | 110 | 75761 | CT Other | SERC | Alabama Electric Coop, Inc. | Existing | 1991-06-01 | 2099-01-01 | Mcintosh | AL | Washington
2647 | McIntoshCCExisting | CC | 1240 | 588007 | Combined Cycle | SERC | Southern Company | Existing | 2005-07-01 | 2050-01-01 | Rincon | GA | Effingham
2648 | McIntoshCoalExisting | Coal | 155.1 | 1739 | ST Coal | SERC | Southern Company | Existing | 1979-02-01 | 2099-01-01 | Rincon | GA | Effingham
2649 | McIntoshCTExisting | CT | 756 | 1739 | CT Gas | SERC | Southern Company | Existing | 1995-05-01 | 2099-01-01 | Rincon | GA | Effingham
2650 | McKay Bay FacilityOtherExisting | Other | 22.17 | 75762 | ST Other | Florida | Tampa Electric Co. | Existing | 1985-06-01 | 2099-01-01 | Tampa | FL | Hillsborough
2651 | McKee RunOtherExisting | Other | 136 | 2334 | ST Oil | PJM | Delmarva Power & Light Co. | Existing | 1975-05-01 | 2099-01-01 | Dover | DE | Kent
2652 | McLeansboroCTCancelled | CT | 6.88 | 75766 | Inactive | MISO Central Region | Southern Illinois Power Coop | Cancelled | 1979-12-01 | 2099-01-01 | Mcleansboro | IL | Hamilton
2653 | McManusOtherExisting | Other | 697.75 | 2374 | ST Oil | SERC | Southern Company | Existing | 1952-11-01 | 2050-01-01 | Brunswick | GA | Glynn
2654 | McMeekinCoalExisting | Coal | 254 | 1565 | ST Coal | SERC | South Carolina Electric & Gas Co. | Existing | 1958-07-01 | 2099-01-01 | Irmo | SC | Lexington
2655 | McMinnvilleCTExisting | CT | 20 | 75767 | CT Gas | TVA | Tennessee Valley Authority | Existing | 2001-06-30 | 2099-01-01 | McMinnville | TN | Warren
2656 | McPherson 2CTExisting | CT | 146.6 | 75772 | ST Gas | SPP | Westar Energy | Existing | 1963-06-01 | 2050-01-01 | Mcpherson | KS | Mcpherson
2657 | McPherson 2OtherExisting | Other | 60 | 75772 | CT Oil | SPP | Westar Energy | Existing | 1976-06-01 | 2050-01-01 | Mcpherson | KS | Mcpherson
2658 | McPherson 3CTExisting | CT | 99.9 | 75773 | CT Gas | SPP | Westar Energy | Existing | 1998-10-01 | 2099-01-01 | Mcpherson | KS | Mcpherson
2659 | McPherson County Wind FarmWindPlanned | Wind | 100 | #N/A | Wind | SPP | Kansas City Power & Light Co. | Planned | 2007-12-31 | 2099-12-01 | Not Given | KS | Mcpherson
2660 | MCRC Renewable Power PartnersCTExisting | CT | 7.1 | #N/A | CT Gas | PJM | Jersey Central Power & Light | Existing | 1988-01-01 | 2099-01-01 | Adelphia | NJ | Monmouth
2661 | McVittieHydroCancelled | Hydro | 2.3 | 913500 | Inactive | IESO | IESO (Ontario) | Cancelled | 1912-01-01 | 2099-01-01 | Sudbury | ON | Not Applicable
2662 | McWilliamsCCExisting | CC | 160.4 | 2323 | Combined Cycle | SERC | Alabama Electric Coop, Inc. | Existing | 1996-06-01 | 2099-01-01 | Gantt | AL | Covington
2663 | MeadeCTCancelled | CT | 8.23 | 75778 | Inactive | SPP | Westar Energy | Cancelled | 1951-01-01 | 2099-01-01 | Meade | KS | Meade
2664 | Meadow LakeCTExisting | CT | 44 | 608622 | CT Gas | MRO Canada - SaskPower | SaskPower | Existing | 1984-11-01 | 2099-01-01 | Meadow Lake | SK | Not Applicable
2665 | Mechanic FallsHydroCancelled | Hydro | 1.3 | 75781 | Inactive | ISO New England | Central Maine Power Co. | Cancelled | 1986-01-01 | 2099-01-01 | Mechanic Falls | ME | Androscoggin
2666 | Mechanicville - NIMOHydroExisting | Hydro | 3.12 | #N/A | Hydro Run-of-River | NYISO | NYISO - Capital Zone (F) | Existing | 1899-12-31 | 2099-01-01 | Mechanicville | NY | Saratoga
2667 | Mechanicville - NYSEGHydroExisting | Hydro | 19 | 75783 | Hydro Run-of-River | NYISO | NYISO - Capital Zone (F) | Existing | 1983-09-01 | 2099-01-01 | Mechanicville | NY | Saratoga
2668 | Mecklenburg PlantCoalExisting | Coal | 132 | 2020 | ST Coal | PJM | Dominion | Existing | 1992-11-06 | 2099-01-01 | Clarksville | VA | Mecklenburg
2669 | Medina ValleyCCCancelled | CC | 44 | 607912 | Inactive | MISO Central Region | AmerenCILCO | Cancelled | 2001-06-20 | 2099-01-01 | Mossville | IL | Peoria
2670 | Medway (PPLGL)CTCancelled | CT | 8.6 | 75787 | Inactive | ISO New England | Bangor Hydro-Electric Co. | Cancelled | 1960-01-01 | 2099-01-01 | Medway | ME | Penobscot
2671 | Medway (PPLGL)HydroCancelled | Hydro | 3.44 | 75787 | Inactive | ISO New England | Bangor Hydro-Electric Co. | Cancelled | 1925-01-01 | 2099-01-01 | Medway | ME | Penobscot
2672 | Melancthon GreyWindExisting | Wind | 67.5 | 613367 | Wind | IESO | IESO (Ontario) | Existing | 2006-03-06 | 2099-12-01 | Not Given | ON | Not Applicable
2673 | Melancthon GreyWindPlanned | Wind | 132 | 613367 | Wind | IESO | IESO (Ontario) | Planned | 2008-04-01 | 2099-12-01 | Not Given | ON | Not Applicable
2674 | MelroseCTCancelled | CT | 6.75 | 75790 | Inactive | MISO West Region | Northern States Power Co. | Cancelled | 1969-01-01 | 2099-01-01 | Melrose | MN | Stearns
2675 | Melton HillHydroExisting | Hydro | 72 | 75792 | Hydro Storage | TVA | Tennessee Valley Authority | Existing | 1964-07-01 | 2099-01-01 | Lenoir City | TN | Loudon
2676 | Memphis RefineryCTExisting | CT | 83 | #N/A | CT Gas | TVA | Tennessee Valley Authority | Existing | 2002-12-01 | 2099-01-01 | Memphis | TN | Jones
2677 | MemphisCTExisting | CT | 3.1 | 75793 | CT Gas | TVA | Associated Electric Coop, Inc. | Existing | 1966-01-01 | 2099-01-01 | Memphis | MO | Scotland
2678 | MemphisOtherExisting | Other | 5.41 | 75793 | CT Oil | TVA | Associated Electric Coop, Inc. | Existing | 1945-01-01 | 2099-01-01 | Memphis | MO | Scotland
2679 | MenashaCoalCancelled | Coal | 21.1 | 75795 | Retired | MISO West Region | Wisconsin Public Power, Inc. System | Cancelled | 1954-01-01 | 2004-08-15 | Menasha | WI | Winnebago
2680 | MenashaCTCancelled | CT | 1 | 75795 | Retired | MISO West Region | Wisconsin Public Power, Inc. System | Cancelled | 1949-01-01 | 1997-08-01 | Menasha | WI | Winnebago
2681 | Mendota Hills Wind FarmWindExisting | Wind | 50 | 588254 | Wind | PJM | Commonwealth Edison Co. | Existing | 2002-06-15 | 2099-01-01 | Mendota | IL | Lee
2682 | Menominee Mill- MarinetteHydroCancelled | Hydro | 1.84 | 75798 | Inactive | MISO West Region | Wisconsin Public Service Corp. | Cancelled | 1978-10-01 | 2099-01-01 | Menominee | MI | Menominee
2683 | Menominee Paper Co.CoalCancelled | Coal | 1.5 | #N/A | Retired | MISO West Region | Wisconsin Public Service Corp. | Cancelled | 1962-06-01 | 2001-01-01 | Menominee | MI | Menominee
2684 | MenomonieHydroExisting | Hydro | 5.4 | 75800 | Hydro Run-of-River | MISO West Region | Northern States Power Co. | Existing | 1958-01-01 | 2099-01-01 | Menomonie | WI | Dunn
2685 | MEPI GT FacilityCTCancelled | CT | 286 | 75643 | Inactive | MISO Central Region | AmerenCIPS | Cancelled | 2000-08-01 | 2099-01-01 | Joppa | IL | Massac
2686 | MeramecCoalExisting | Coal | 944 | 1395 | ST Coal | MISO Central Region | AmerenUE | Existing | 1953-05-01 | 2099-01-01 | Saint Louis | MO | St. Louis
2687 | MeramecCTExisting | CT | 68 | 1395 | CT Gas | MISO Central Region | AmerenUE | Existing | 2000-06-01 | 2099-01-01 | Saint Louis | MO | St. Louis
2688 | MeramecOtherExisting | Other | 98 | 1395 | CT Oil | MISO Central Region | AmerenUE | Existing | 1974-06-01 | 2099-01-01 | Saint Louis | MO | St. Louis
2689 | MercerCoalExisting | Coal | 643.175 | 1433 | ST Coal | PJM | Public Service Electric & Gas Co. | Existing | 1960-12-01 | 2099-01-01 | Hamilton Twp | NJ | Mercer
2690 | MercerOtherExisting | Other | 140 | 1433 | CT Oil | PJM | Public Service Electric & Gas Co. | Existing | 1967-11-01 | 2099-01-01 | Hamilton Twp | NJ | Mercer
2692 | Merck Upper Gwynedd FacilityCTExisting | CT | 63 | 2031 | CT Gas | PJM | PECO Energy Co. | Existing | 1988-01-01 | 2099-12-01 | North Wales | PA | Montgomery
2693 | Mercy Medical CenterCTCancelled | CT | 1.34 | #N/A | Inactive | NYISO | NYISO - Long Island (K) | Cancelled | 1991-01-01 | 2099-01-01 | Rockville Centre | NY | Nassau
2694 | MeredosiaCoalExisting | Coal | 363 | 2386 | ST Coal | MISO Central Region | AmerenCIPS | Existing | 1948-06-01 | 2099-01-01 | Meredosia | IL | Morgan
2695 | MeredosiaOtherExisting | Other | 200 | 2386 | ST Oil | MISO Central Region | AmerenCIPS | Existing | 1975-09-01 | 2099-01-01 | Meredosia | IL | Morgan
2696 | Meridian Cogeneration ProjectCCExisting | CC | 225 | 608541 | Combined Cycle | MRO Canada - SaskPower | SaskPower | Existing | 1999-12-20 | 2099-01-01 | Lloydminster | SK | Not Applicable
2697 | Meridian Naval Air StationCTCancelled | CT | 9.15 | 75805 | Inactive | TVA | Tennessee Valley Authority | Cancelled | 1998-06-01 | 2099-01-01 | Meridian Naval Air Sta | MS | Lauderdale
2698 | Merle ParrCTExisting | CT | 39 | 75806 | CT Gas | MRO US | MidAmerican Energy Co. | Existing | 1969-05-01 | 2050-01-01 | Charles City | IA | Floyd
2699 | MeromCoalExisting | Coal | 1000 | 1761 | ST Coal | MISO Central Region | Hoosier Energy Rural Electric Coop, Inc. | Existing | 1983-09-01 | 2099-01-01 | Merom | IN | Sullivan
2700 | MerrickvilleHydroCancelled | Hydro | 1.78 | 913724 | Inactive | IESO | IESO (Ontario) | Cancelled | 1915-01-01 | 2099-01-01 | Merrickville | ON | Not Applicable
2701 | Merricourt Wind FarmWindCancelled | Wind | 70.5 | #N/A | Cancelled | MISO West Region | Otter Tail Power Co. | Cancelled | 2006-12-31 | 2099-12-01 | Merricourt | ND | Dickey
2702 | MerrillHydroCancelled | Hydro | 1.7 | 75807 | Inactive | MISO West Region | Wisconsin Public Service Corp. | Cancelled | 1984-06-01 | 2099-01-01 | Merrill | WI | Lincoln
2703 | Merrimac Paper Co. IncHydroCancelled | Hydro | 1.66 | #N/A | Inactive | ISO New England | National Grid - WCMA | Cancelled | 1960-07-01 | 2099-01-01 | Lawrence | MA | Essex
2704 | MerrimackCoalExisting | Coal | 433.5 | 1417 | ST Coal | ISO New England | Northeast Utilities - New Hampshire | Existing | 1960-12-01 | 2099-01-01 | Bow | NH | Merrimack
2705 | MerrimackOtherExisting | Other | 44.6 | 1417 | CT Oil | ISO New England | Northeast Utilities - New Hampshire | Existing | 1968-08-01 | 2099-01-01 | Bow | NH | Merrimack
2706 | Merritt Square MallCTCancelled | CT | 4.9 | 75809 | Retired | Florida | Florida Power & Light Co. | Cancelled | 1969-11-01 | 2003-12-03 | Merritt Island | FL | Brevard
2707 | Mesaba Energy ProjectCoalFuture | Coal | 1000 | 588155 | Inactive | MISO West Region | Northern States Power Co. | Future | 2013-01-01 | 2099-01-01 | Hoyt Lakes | MN | St. Louis
2708 | Mesaba Energy ProjectIGCCPlanned | IGCC | 531 | 588155 | IGCC | MISO West Region | Northern States Power Co. | Future | 2010-05-01 | 2099-01-01 | Hoyt Lakes | MN | St. Louis
2709 | Mesalonsk 2HydroCancelled | Hydro | 2.75 | 75814 | Inactive | ISO New England | Central Maine Power Co. | Cancelled | 1924-01-01 | 2099-01-01 | Oakland | ME | Kennebec
2710 | Mesalonsk 3HydroExisting | Hydro | 1.65 | 75815 | Hydro Run-of-River | ISO New England | Central Maine Power Co. | Existing | 1918-01-01 | 2099-01-01 | Oakland | ME | Kennebec
2711 | Mesalonsk 5HydroCancelled | Hydro | 1.55 | 75817 | Inactive | ISO New England | Central Maine Power Co. | Cancelled | 1935-01-01 | 2099-01-01 | Waterville | ME | Kennebec
2712 | MethalsHydroExisting | Hydro | 3 | 609340 | Hydro Run-of-River | Eastern Canada | Nova Scotia Power Corp. | Existing | 1949-01-01 | 2099-01-01 | Not Given | NS | Not Applicable
2713 | Metro 2CTCancelled | CT | 3.2 | 75822 | Inactive | MISO West Region | We Energies | Cancelled | 1999-01-01 | 2099-01-01 | Franklin | WI | Milwaukee
2714 | Metro Gas RecoveryCTCancelled | CT | 6 | 75822 | Inactive | MISO West Region | We Energies | Cancelled | 1985-12-01 | 2099-01-01 | Franklin | WI | Milwaukee
2715 | Metro Park East Landfill Gas RCTExisting | CT | 6.4 | 75823 | CT Gas | MRO US | MidAmerican Energy Co. | Existing | 1998-01-01 | 2099-01-01 | Mitchellville | IA | Polk
2716 | Metro-Dade County Resources RecoveryOtherExisting | Other | 77 | 75831 | ST Other | Florida | Florida Power & Light Co. | Existing | 1981-11-01 | 2099-01-01 | Miami | FL | Dade
2717 | Metropolitan Sewerage DistrictHydroCancelled | Hydro | 2.55 | 75825 | Inactive | SERC | Progress Energy Carolina Inc. | Cancelled | 1988-09-01 | 2099-01-01 | Asheville | NC | Buncombe
2718 | MexicoOtherExisting | Other | 70 | 75827 | CT Oil | MISO Central Region | AmerenUE | Existing | 1978-09-01 | 2099-01-01 | Not Given | MO | Audrain
2719 | MeyersburgHydroCancelled | Hydro | 5.19 | 913496 | Inactive | IESO | IESO (Ontario) | Cancelled | 1924-01-01 | 2099-01-01 | Campbellford | ON | Not Applicable
2720 | Miami FortCoalCancelled | Coal | 1000 | 1492 | Inactive | MISO Central Region | Duke (Cinergy) | Cancelled | 1975-05-01 | 2000-01-01 | North Bend | OH | Hamilton
2721 | Miami FortCoalExisting | Coal | 1243 | 1492 | ST Coal | MISO Central Region | Duke (Cinergy) | Existing | 1949-12-01 | 2099-01-01 | North Bend | OH | Hamilton
2722 | Miami FortOtherExisting | Other | 80 | 1492 | CT Oil | MISO Central Region | Duke (Cinergy) | Existing | 1971-10-01 | 2099-01-01 | North Bend | OH | Hamilton
2723 | Miami WabashOtherExisting | Other | 102 | 75832 | CT Oil | MISO Central Region | Duke (Cinergy) | Existing | 1968-06-01 | 2099-01-01 | Wabash | IN | Wabash
2724 | Michigamme FallsHydroExisting | Hydro | 9.6 | 75834 | Hydro Run-of-River | MISO West Region | We Energies | Existing | 1953-07-01 | 2099-01-01 | Crystal Falls | MI | Iron
2725 | Michigan Automotive ResearchCTCancelled | CT | 2.5 | #N/A | Inactive | MISO East Region | Detroit Edison Co. | Cancelled | 1991-01-01 | 2099-01-01 | Ann Arbor | MI | Washtenaw
2726 | Michigan CityCoalExisting | Coal | 469 | 2419 | ST Coal | MISO East Region | Northern Indiana Public Service Co. | Existing | 1974-05-31 | 2099-01-01 | Michigan City | IN | La Porte
2727 | Michigan CityCTCancelled | CT | 120 | 2419 | Inactive | MISO East Region | Northern Indiana Public Service Co. | Cancelled | 1950-11-01 | 2099-01-01 | Michigan City | IN | La Porte
2728 | Michigan Power L.P.CCExisting | CC | 123 | 2090 | Combined Cycle | MISO East Region | Consumers Energy Co. | Existing | 1995-11-01 | 2099-01-01 | Ludington | MI | Mason
2729 | MichoudCTExisting | CT | 867 | 1316 | ST Gas | Entergy | Amite South - New Orleans | Existing | 1957-05-01 | 2050-01-01 | New Orleans | LA | Orleans
2730 | MickletonCTExisting | CT | 79 | 1815 | CT Gas | PJM | Atlantic City Electric Co. | Existing | 1974-06-01 | 2099-01-01 | Mickleton | NJ | Gloucester
2731 | Mid Georgia CogenCCExisting | CC | 300 | 2099 | Combined Cycle | SERC | Southern Company | Existing | 1998-06-01 | 2099-01-01 | Kathleen | GA | Houston
2732 | Mid-Connecticut FacilityCoalExisting | Coal | 68.5 | 75835 | ST Coal | ISO New England | Northeast Utilities - Connecticut | Existing | 1998-07-01 | 2099-01-01 | Hartford | CT | Hartford
2733 | Middle Falls HydroelectricHydroExisting | Hydro | 1.62 | 75837 | Hydro Run-of-River | NYISO | NYISO - Capital Zone (F) | Existing | 1989-12-01 | 2099-01-01 | Middle Falls | NY | Washington
2734 | MiddleOtherExisting | Other | 69 | 1422 | CT Oil | PJM | Atlantic City Electric Co. | Existing | 1970-06-01 | 2099-01-01 | Rio Grande | NJ | Cape May
2735 | Middlepoint LandfillCTExisting | CT | 5.2 | #N/A | CT Gas | TVA | Tennessee Valley Authority | Existing | 2001-04-09 | 2099-01-01 | Not Given | TN | Not Applicable
2736 | Middlesex 2HydroExisting | Hydro | 3.3 | 75841 | Hydro Run-of-River | ISO New England | Green Mountain Power Corp. | Existing | 1928-01-01 | 2099-01-01 | Montpelier | VT | Washington
2737 | Middleton Peaking PlantCTPlanned | CT | 45 | #N/A | CT Gas | ISO New England | NSTAR Boston | Planned | 2007-06-01 | 2099-12-01 | Middleton | MA | Essex
2738 | Middletown (NRG)OtherExisting | Other | 860 | 2327 | ST Oil | ISO New England | Northeast Utilities - SW Connecticut | Existing | 1954-01-01 | 2099-01-01 | Middletown | CT | Middlesex
2739 | Middletown LFG LTD Conversion Site 2 3CTCancelled | CT | 7.6 | #N/A | Inactive | NYISO | NYISO - Hudson Valley Zone (G) | Cancelled | 1998-11-01 | 2099-01-01 | Goshen | NY | Orange
2740 | Middletown Plant (PRAWHI)CTCancelled | CT | 1 | 2327 | Inactive | ISO New England | Northeast Utilities - Connecticut | Cancelled | 1986-01-01 | 2099-01-01 | Middletown | CT | Middlesex
2741 | MiddletownCCFuture | CC | 540 | 2327 | Indefinitely Postponed | ISO New England | Northeast Utilities - SW Connecticut | Future | 2008-01-01 | 2099-01-01 | Middletown | CT | Middlesex
2742 | Midland Cogeneration Venture (MCV)CCExisting | CC | 1500 | 1928 | Combined Cycle | MISO East Region | Consumers Energy Co. | Existing | 1990-04-01 | 2099-01-01 | Midland | MI | Midland
2743 | Midwest GRNCTCancelled | CT | 16 | #N/A | Inactive | MISO Central Region | AmerenCILCO | Cancelled | 1995-06-01 | 2099-01-01 | Pekin | IL | Tazewell
2744 | Milam Gas RecoveryCTCancelled | CT | 2 | 75850 | Inactive | MISO Central Region | AmerenIP | Cancelled | 1991-04-01 | 2099-01-01 | East St Louis | IL | St. Clair
2745 | Miles City - CTCTExisting | CT | 25 | 75851 | CT Gas | MISO West Region | Montana Dakota Utilities Co. | Existing | 1972-05-01 | 2099-01-01 | Miles City | MT | Custer
2746 | Milford (EPPSCO)CCExisting | CC | 544 | 75856 | Combined Cycle | ISO New England | United Illuminating - SW Connecticut | Existing | 2004-01-01 | 2099-01-01 | Milford | CT | New Haven
2747 | Milford (MILFO)CTCancelled | CT | 6.89 | 75853 | Inactive | MRO US | WAPA Billings East (UM-East) NEBRASKA & IOWA | Cancelled | 1949-01-01 | 2099-01-01 | Milford | IA | Dickinson
2748 | Milford (PPLGL)HydroCancelled | Hydro | 8.1 | 75854 | Inactive | ISO New England | Bangor Hydro-Electric Co. | Cancelled | 1956-01-01 | 2099-01-01 | Milford | ME | Penobscot
2749 | Milford Power Limited Partners (MILPWR)CCExisting | CC | 36.5 | 75855 | Combined Cycle | PJM | Jersey Central Power & Light | Existing | 1989-07-01 | 2099-01-01 | Milford | NJ | Hunterdon
2750 | Milford Power Limited PartnersCCExisting | CC | 178.09 | 2084 | Combined Cycle | ISO New England | National Grid - WCMA | Existing | 1993-05-01 | 2099-01-01 | Milford | MA | Worcester
2751 | Mill CHydroCancelled | Hydro | 5.6 | 75857 | Inactive | NYISO | NYISO - North Zone (D) | Cancelled | 1984-11-01 | 2099-01-01 | Not Given | NY | Clinton
2752 | Mill Creek (LG&E)CoalExisting | Coal | 1491 | 2465 | ST Coal | TVA | E.ON U.S. (LG&E) | Existing | 1972-08-01 | 2099-01-01 | Louisville | KY | Jefferson
2753 | Mill Creek StationCTExisting | CT | 640 | 75859 | CT Gas | SERC | Duke Energy Corp. | Existing | 2003-07-01 | 2099-01-01 | Not Given | SC | Cherokee
2754 | Mill LakeHydroExisting | Hydro | 2.2 | 609260 | Hydro Run-of-River | Eastern Canada | Nova Scotia Power Corp. | Existing | 1922-01-01 | 2099-01-01 | Not Given | NS | Not Applicable
2755 | Mill Run WindpowerWindExisting | Wind | 15 | 75863 | Wind | PJM | Allegheny Energy, Inc. | Existing | 2001-10-24 | 2099-01-01 | Not Given | PA | Fayette
2756 | MillbankOtherExisting | Other | 199 | 609165 | CT Oil | Eastern Canada | NB Power | Existing | 1988-01-01 | 2099-01-01 | Not Given | NB | Not Applicable
2757 | Millbury FacilityOtherExisting | Other | 48.35 | 75864 | ST Other | ISO New England | National Grid - WCMA | Existing | 1987-09-01 | 2099-01-01 | Millbury | MA | Worcester
2758 | Millennium Power Partners LPCCExisting | CC | 363 | 2115 | Combined Cycle | ISO New England | National Grid - WCMA | Existing | 2001-04-05 | 2099-01-01 | Charlton | MA | Worcester
2759 | Miller Brewing Co.-FultonCoalCancelled | Coal | 5.48 | #N/A | Retired | NYISO | NYISO - Central Zone (C) | Cancelled | 1981-02-01 | 2001-01-01 | Fulton | NY | Oswego
2760 | MillerCoalExisting | Coal | 2727 | 1698 | ST Coal | SERC | Southern Company | Existing | 1978-10-01 | 2099-01-01 | Graysville | AL | Jefferson
2761 | Millers FerryHydroExisting | Hydro | 75 | 75865 | Hydro Storage | SERC | Southern Company | Existing | 1970-04-01 | 2099-01-01 | Not Given | AL | Wilcox
2762 | MillstoneNuclearExisting | Nuclear | 2020.21 | 75869 | Nuclear | ISO New England | Northeast Utilities - Connecticut | Existing | 1975-12-01 | 2035-07-01 | Waterford | CT | New London
2763 | Milltown (NBPO)HydroExisting | Hydro | 3.6 | 609187 | Hydro Run-of-River | Eastern Canada | NB Power | Existing | 1920-01-01 | 2099-01-01 | Not Given | NB | Not Applicable
2764 | MillvilleHydroCancelled | Hydro | 2.84 | 75871 | Inactive | PJM | Allegheny Energy, Inc. | Cancelled | 1939-01-01 | 2099-01-01 | Not Given | WV | Jefferson
2765 | MilsteadHydroCancelled | Hydro | 1 | 75874 | Inactive | SERC | Southern Company | Cancelled | 1994-07-01 | 2099-01-01 | Conyers | GA | Rockdale
2766 | Milton HydroHydroCancelled | Hydro | 1.63 | 75876 | Inactive | ISO New England | Northeast Utilities - New Hampshire | Cancelled | 1987-01-01 | 2099-01-01 | Milton | NH | Strafford
2767 | MiltonHydroExisting | Hydro | 7 | 75875 | Hydro Run-of-River | ISO New England | Central Vermont Public Service Corp. | Existing | 1929-02-01 | 2099-01-01 | Milton | VT | Chittenden
2768 | Milwaukee CountyCoalCancelled | Coal | 4.5 | 75877 | Inactive | MISO West Region | We Energies | Cancelled | 1996-03-01 | 2099-01-01 | Not Given | WI | Milwaukee
2769 | MindenCTCancelled | CT | 13.25 | 75878 | Inactive | Entergy | Entergy North | Cancelled | 1965-01-01 | 2099-01-01 | Minden | LA | Webster
2770 | MindenCTExisting | CT | 25 | 75878 | ST Gas | Entergy | Central Entergy | Existing | 1966-01-01 | 2099-01-01 | Minden | LA | Webster
2771 | MINE FALLSHydroExisting | Hydro | 3 | 75879 | Hydro Run-of-River | ISO New England | Northeast Utilities - New Hampshire | Existing | 1985-12-01 | 2099-01-01 | Exeter | NH | Rockingham
2772 | MinettoHydroCancelled | Hydro | 7.35 | 75881 | Inactive | NYISO | NYISO - Central Zone (C) | Cancelled | 1915-01-01 | 2099-01-01 | Minetto | NY | Oswego
2773 | Mingo WindWindPlanned | Wind | 165 | #N/A | Wind | SPP | Westar Energy | Planned | 2010-05-01 | 2099-12-01
2774 | MinneapolisCTCancelled | CT | 9 | 75885 | Inactive | SPP | Westar Energy | Cancelled | 1947-01-01 | 2099-01-01 | Minneapolis | KS | Ottawa
2775 | Minneawawa HydroHydroCancelled | Hydro | 1.1 | #N/A | Inactive | ISO New England | Massachusetts Municipal Wholesale - NEMA | Cancelled | 1992-04-01 | 2099-01-01 | Not Given | NH | Cheshire
2776 | Minnesota River StationCTExisting | CT | 48 | 75887 | CT Gas | MISO West Region | Northern States Power Co. | Existing | 2002-01-01 | 2099-01-01 | Carver | MN | Carver
2777 | Minnesota ValleyCoalCancelled | Coal | 47 | 75888 | Inactive | MISO West Region | Northern States Power Co. | Cancelled | 1953-10-01 | 2099-01-01 | Granite Falls | MN | Yellow Medicine
2778 | MinotWindCancelled | Wind | 2.6 | 593956 | Inactive | MISO West Region | Great River Energy | Cancelled | 2002-11-06 | 2099-01-01 | Minot | ND | Ward
2779 | MioHydroExisting | Hydro | 4 | 75893 | Hydro Run-of-River | MISO East Region | Consumers Energy Co. | Existing | 1916-01-01 | 2099-01-01 | Mio | MI | Oscoda
2780 | Mission FallsHydroExisting | Hydro | 15 | 609389 | Hydro Run-of-River | IESO | IESO (Ontario) | Existing | 1990-01-01 | 2099-01-01 | Not Given | ON | Not Applicable
2781 | MissionHydroCancelled | Hydro | 2.2 | 75902 | Inactive | SERC | Duke Energy Corp. | Cancelled | 1943-01-01 | 2099-01-01 | Hayesville | NC | Clay
2782 | MissisquoiHydroExisting | Hydro | 26.38 | 919643 | Hydro Run-of-River | ISO New England | Central Vermont Public Service Corp. | Existing | 1988-05-01 | 2099-01-01 | Not Given | VT | Franklin
2783 | MississaugaCCExisting | CC | 110 | 613721 | Combined Cycle | IESO | IESO (Ontario) | Existing | 1992-11-01 | 2099-01-01 | Mississauga | ON | Not Applicable
2784 | Mississippi Fuel Cell PlantOtherCancelled | Other | 12 | #N/A | Cancelled | TVA | Tennessee Valley Authority | Cancelled | 2050-01-01 | 2099-01-01 | Columbus | MS | Lowndes
2785 | Missouri AvenueOtherExisting | Other | 72 | 1423 | CT Oil | PJM | Atlantic City Electric Co. | Existing | 1969-05-01 | 2099-01-01 | Not Given | NJ | Atlantic
2786 | Missouri CityCoalExisting | Coal | 38 | 75906 | ST Coal | SPP | Independence Power & Light Dept. | Existing | 1954-06-01 | 2099-01-01 | Independence | MO | Clay
2787 | Missouri River Wastewater Treatment PlantCTCancelled | CT | 2.1 | 75907 | Inactive | MRO US | Omaha Public Power District | Cancelled | 1985-01-01 | 2099-01-01 | Omaha | NE | Douglas
2788 | MisterskyCTCancelled | CT | 30 | 1364 | Inactive | MISO East Region | Detroit Edison Co. | Cancelled | 1974-12-01 | 2099-01-01 | Detroit | MI | Wayne
2789 | MisterskyOtherCancelled | Other | 154 | 1364 | Inactive | MISO East Region | Detroit Edison Co. | Cancelled | 1950-08-01 | 2099-01-01 | Detroit | MI | Wayne
2790 | Mitchell (ALENSU)CoalExisting | Coal | 288 | 1557 | ST Coal | PJM | Allegheny Energy, Inc. | Existing | 1963-11-01 | 2099-01-01 | Monongahela | PA | Washington
2791 | Mitchell (ALENSU)OtherCancelled | Other | 50 | 1557 | Retired | PJM | Allegheny Energy, Inc. | Cancelled | 1948-12-01 | 2002-12-31 | Monongahela | PA | Washington
2792 | Mitchell (ALENSU)OtherExisting | Other | 82 | 1557 | ST Oil | PJM | Allegheny Energy, Inc. | Existing | 1949-10-01 | 2099-01-01 | Monongahela | PA | Washington
2793 | Mitchell (GPCO)CoalCancelled | Coal | 41.3 | 2375 | Retired | SERC | Southern Company | Cancelled | 1948-11-06 | 2002-12-31 | Albany | GA | Dougherty
2794 | Mitchell (GPCO)CoalExisting | Coal | 156.2 | 2375 | ST Coal | SERC | Southern Company | Existing | 1964-05-13 | 2050-01-01 | Albany | GA | Dougherty
2795 | Mitchell (GPCO)OtherExisting | Other | 125.64 | 2375 | CT Oil | SERC | Southern Company | Existing | 1971-05-01 | 2050-01-01 | Albany | GA | Dougherty
2796 | Mitchell (OPC)CoalExisting | Coal | 1600 | 1669 | ST Coal | PJM | AEP Ohio | Existing | 1971-05-01 | 2099-01-01 | Moundsville | WV | Marshall
2797 | Mitchell DamHydroExisting | Hydro | 167 | 72689 | Hydro Storage | SERC | Southern Company | Existing | 1985-04-01 | 2099-01-01 | Verbena | AL | Coosa
2798 | Mitis 1HydroExisting | Hydro | 6.4 | 913162 | Hydro Run-of-River | Eastern Canada | Hydro-Quebec | Existing | 1922-01-01 | 2099-01-01 | Not Given | PQ | Not Applicable
2799 | Mitis 2HydroExisting | Hydro | 4.25 | 913167 | Hydro Run-of-River | Eastern Canada | Hydro-Quebec | Existing | 1947-01-01 | 2099-01-01 | Not Given | PQ | Not Applicable
2800 | MM Albany EnergyCTCancelled | CT | 1.92 | #N/A | Inactive | NYISO | NYISO - Capital Zone (F) | Cancelled | 1998-05-01 | 2099-01-01 | Albany | NY | Albany
2801 | MMSD - Jones Island WastewaterCTCancelled | CT | 35.1 | 75644 | Inactive | MISO West Region | We Energies | Cancelled | 1971-01-01 | 2099-01-01 | Milwaukee | WI | Milwaukee
2802 | MMWAC Resource Recovery FaciliCTCancelled | CT | 5 | 75646 | Inactive | ISO New England | Central Maine Power Co. | Cancelled | 1992-06-01 | 2099-01-01 | Auburn | ME | Androscoggin
2803 | MMWSW Small HydrosHydroCancelled | Hydro | 7.01 | #N/A | Inactive | ISO New England | Massachusetts Municipal Wholesale - NEMA | Cancelled | 1955-01-01 | 2099-01-01 | Turners Falls | MA
2804 | Mndot StandbyCTCancelled | CT | 2 | 75647 | Inactive | MISO West Region | Northern States Power Co. | Cancelled | 1988-01-01 | 2099-01-01 | Saint Paul | MN | Ramsey
2805 | MoberlyOtherExisting | Other | 70 | 75912 | CT Oil | MISO Central Region | AmerenUE | Existing | 1978-08-01 | 2099-01-01 | Not Given | MO | Randolph
2806 | Mobile (NWPS)CTCancelled | CT | 2.25 | 75913 | Inactive | MRO US | WAPA Billings East (UM-East) DAKOTAS | Cancelled | 1991-03-01 | 2099-01-01 | Huron | SD | Beadle
2807 | Mobile Cogeneration PlantCoalExisting | Coal | 43.1 | 1971 | ST Coal | SERC | Southern Company | Existing | 1985-08-01 | 2099-01-01 | Mobile | AL | Mobile
2808 | Mobile Cogeneration PlantCTCancelled | CT | 91.2 | 1971 | Retired | SERC | Southern Company | Cancelled | 1960-01-01 | 2004-02-01 | Mobile | AL | Mobile
2809 | Model Landfill ProjectCTCancelled | CT | 3.9 | #N/A | Inactive | MISO East Region | FirstEnergy Ohio | Cancelled | 2001-03-12 | 2099-01-01 | Columbus | OH | Franklin
2810 | Modern L/F Generating FacilityCTCancelled | CT | 2.88 | 923135 | Retired | MISO Central Region | AmerenIP | Cancelled | 1991-05-01 | 2001-01-01 | Belleville | IL | St. Clair
2811 | Modern LandfillOtherExisting | Other | 8 | 75927 | CT Other | PJM | Metropolitan Edison | Existing | 1998-08-01 | 2099-01-01 | York | PA | York
2812 | Mohawk Hydroelectric FacilityHydroCancelled | Hydro | 3.35 | #N/A | Inactive | NYISO | NYISO - Capital Zone (F) | Cancelled | 1987-12-01 | 2099-01-01 | Saratoga Springs | NY | Saratoga
2813 | Mohawk Valley Landfill Gas RecCTCancelled | CT | 1.6 | 75930 | Inactive | NYISO | NYISO - Mohawk Valley Zone (E) | Cancelled | 1991-10-01 | 2099-01-01 | Frankfort | NY | Herkimer
2814 | Moline (MIDAM)CTExisting | CT | 79 | 75939 | CT Gas | MRO US | MidAmerican Energy Co. | Existing | 1970-05-01 | 2099-01-01 | Moline | IL | Rock Island
2815 | Moline (MIDAM)HydroCancelled | Hydro | 3.2 | 75939 | Inactive | MRO US | MidAmerican Energy Co. | Cancelled | 1942-01-01 | 2099-01-01 | Moline | IL | Rock Island
2816 | MongaupHydroExisting | Hydro | 3.9 | 75942 | Hydro Run-of-River | NYISO | NYISO - Hudson Valley Zone (G) | Existing | 1926-01-01 | 2099-01-01 | Not Given | NY | Sullivan
2817 | Monroe (CPLC)CTExisting | CT | 450 | 75368 | CT Gas | SERC | Southern Company | Existing | 2001-06-06 | 2099-01-01 | Monroe | GA | Walton
2818 | Monroe (DETED)CoalExisting | Coal | 3135 | 1359 | ST Coal | MISO East Region | Detroit Edison Co. | Existing | 1971-06-01 | 2099-01-01 | Monroe | MI | Monroe
2819 | Monroe (DETED)OtherExisting | Other | 14 | 1359 | CT Oil | MISO East Region | Detroit Edison Co. | Existing | 1969-11-01 | 2099-01-01 | Monroe | MI | Monroe
2820 | Monroe (ELA)CTExisting | CT | 138 | 1321 | ST Gas | Entergy | Central Entergy | Existing | 1961-04-01 | 2099-01-01 | Monroe | LA | Ouachita
2821 | Monroe (LRPPD)HydroCancelled | Hydro | 7.68 | 75946 | Inactive | MRO US | Nebraska Public Power District | Cancelled | 1936-01-01 | 2099-01-01 | Columbus | NE | Platte
2822 | Monroe (MONPOW)CTExisting | CT | 320 | 74072 | CT Gas | SERC | Southern Company | Existing | 1999-12-15 | 2099-01-01 | Monroe | GA | Walton
2823 | Monroe Livingston Gas RecoveryCTCancelled | CT | 3.2 | 75947 | Inactive | NYISO | NYISO - West Zone (A) | Cancelled | 1988-12-01 | 2099-01-01 | Scottsville | NY | Monroe
2824 | MonroeCTExisting | CT | 9.98 | 75945 | CT Gas | TVA | Associated Electric Coop, Inc. | Existing | 1955-01-01 | 2099-01-01 | Monroe City | MO | Monroe
2825 | MonroeOtherExisting | Other | 5.54 | 75945 | CT Oil | TVA | Associated Electric Coop, Inc. | Existing | 1940-01-01 | 2099-01-01 | Monroe City | MO | Monroe
2826 | Mont LouisWindPlanned | Wind | 100.5 | 676717 | Wind | Eastern Canada | Hydro-Quebec | Planned | 2010-01-01 | 2099-12-01 | Not Given | PQ | Not Applicable
2827 | Montagne SecheWindPlanned | Wind | 58.5 | 676695 | Wind | Eastern Canada | Hydro-Quebec | Planned | 2011-12-31 | 2099-12-01 | Cloridorme | PQ | Not Applicable
2828 | MontaukCTCancelled | CT | 6 | 75950 | Inactive | NYISO | NYISO - Long Island (K) | Cancelled | 1965-11-01 | 2099-01-01 | Not Given | NY | Suffolk
2829 | Montenay Montgomery L/POtherExisting | Other | 32.22 | 75952 | ST Other | PJM | PECO Energy Co. | Existing | 1991-12-01 | 2099-01-01 | Conshohocken | PA | Montgomery
2830 | Montezuma (MONT)OtherExisting | Other | 9.67 | 75954 | CT Oil | MRO US | MidAmerican Energy Co. | Existing | 1967-01-01 | 2099-01-01 | Montezuma | IA | Poweshiek
2831 | Montfort Wind Farm_ALTEWindExisting | Wind | 5 | 73007 | Wind | MISO West Region | We Energies | Existing | 2001-05-15 | 2099-01-01 | Eden | WI | Iowa
2832 | Montfort Wind Farm_WEWindExisting | Wind | 25 | 73007 | Wind | MISO West Region | We Energies | Existing | 2001-05-15 | 2099-01-01 | Eden | WI | Iowa
2833 | Montfort Wind FarmWindCancelled | Wind | 30 | 73007 | Retired | MISO West Region | We Energies | Cancelled | 2001-05-15 | 2000-01-01 | Eden | WI | Iowa
2834 | Montgomery (IPC)OtherExisting | Other | 22 | 75958 | CT Oil | MISO West Region | Alliant West | Existing | 1974-05-01 | 2099-01-01 | Montgomery | MN | Le Sueur
2835 | Montgomery County Resource RecOtherExisting | Other | 68 | 75959 | ST Other | PJM | Potomac Electric Power Co. | Existing | 1995-01-01 | 2099-01-01 | Dickerson | MD | Montgomery
2836 | Montgomery County Solid WasteCTCancelled | CT | 6 | #N/A | Inactive | PJM | Dayton Power & Light Co. | Cancelled | 1988-08-12 | 2099-01-01 | Dayton | OH | Montgomery
2837 | Montgomery CountyCTCancelled | CT | 1.15 | #N/A | Inactive | PJM | PECO Energy Co. | Cancelled | 1986-01-01 | 2099-01-01 | Not Given | PA | Montgomery
2838 | Monticello (NMC)NuclearExisting | Nuclear | 612 | 75962 | Nuclear | MISO West Region | Northern States Power Co. | Existing | 1971-06-01 | 2030-09-01 | Monticello | MN | Wright
2839 | Monticello PaperCTExisting | CT | 72 | 75961 | ST Gas | Entergy | Eastern Entergy | Existing | 1968-06-01 | 2099-01-01 | Monticello | MS | Lawrence
2840 | MontmorencyHydroExisting | Hydro | 4.5 | #N/A | Hydro Run-of-River | Eastern Canada | Hydro-Quebec | Existing | 1908-01-01 | 2099-01-01 | Beauport | PQ | Not Applicable
2841 | MontourCoalExisting | Coal | 1478.29 | 1545 | ST Coal | PJM | PPL Electric Utilities Corp. | Existing | 1972-03-01 | 2099-01-01 | Washingtonville | PA | Montour
2842 | MontourOtherExisting | Other | 15 | 1545 | ST Oil | PJM | PPL Electric Utilities Corp. | Existing | 1973-04-01 | 2099-01-01 | Washingtonville | PA | Montour
2843 | MontpelierOtherExisting | Other | 12 | 75964 | CT Oil | MISO East Region | FirstEnergy Ohio | Existing | 2000-04-01 | 2099-01-01 | Montpelier | OH | Williams
2844 | MontroseCoalExisting | Coal | 510 | 1390 | ST Coal | SPP | Kansas City Power & Light Co. | Existing | 1958-07-01 | 2099-01-01 | Clinton | MO | Henry
2845 | MontvilleOtherExisting | Other | 497.09 | 2325 | ST Oil | ISO New England | Northeast Utilities - Connecticut | Existing | 1954-01-01 | 2099-01-01 | Uncasville | CT | New London
2846 | MonumentCTCancelled | CT | 12.5 | 75966 | Inactive | PJM | Dayton Power & Light Co. | Cancelled | 1968-06-01 | 2099-01-01 | Dayton | OH | Montgomery
2847 | Moore CountyCTExisting | CT | 48 | 1609 | ST Gas | SPP | Southwestern Public Service Co. | Existing | 1954-07-01 | 2099-01-01 | Sunray | TX | Moore
2848 | MoorelandCTExisting | CT | 342 | 1522 | ST Gas | SPP | Western Farmers Electric Coop | Existing | 1964-03-01 | 2099-01-01 | Mooreland | OK | Woodward
2849 | Moores ParkHydroCancelled | Hydro | 1 | 75968 | Inactive | MISO East Region | Lansing Board of Water & Light | Cancelled | 1907-05-01 | 2099-01-01 | Lansing | MI | Ingham
2850 | Moorhead - MHPSDOtherExisting | Other | 9.59 | 75969 | CT Oil | MRO US | WAPA Billings East (UM-East) NEBRASKA & IOWA | Existing | 1961-11-01 | 2099-01-01 | Moorhead | MN | Clay
2851 | Moorhead Wind TurbinesWindExisting | Wind | 1.5 | 77081 | Wind | MRO US | WAPA Billings East (UM-East) NEBRASKA & IOWA | Existing | 1999-05-01 | 2099-01-01 | Moorhead | MN | Clay
2852 | Moose LakeCTCancelled | CT | 3.6 | 75970 | Inactive | MISO West Region | Great River Energy | Cancelled | 1963-10-01 | 2099-01-01 | Moose Lake | MN | Carlton
2853 | Moose LakeOtherExisting | Other | 9.8 | 75970 | CT Oil | MISO West Region | Great River Energy | Existing | 2005-12-31 | 2099-01-01 | Moose Lake | MN | Carlton
2854 | Moose RapidsHydroCancelled | Hydro | 1.3 | 651741 | Inactive | IESO | IESO (Ontario) | Cancelled | 1997-11-13 | 2099-01-01 | Sudbury | ON | Not Applicable
2855 | Moose River CorporationHydroExisting | Hydro | 12.6 | 75971 | Hydro Run-of-River | NYISO | NYISO - Mohawk Valley Zone (E) | Existing | 1987-11-01 | 2099-01-01 | Lyons Falls | NY | Lewis
2856 | Mooseheart Power HouseCTCancelled | CT | 2 | 75972 | Inactive | PJM | Commonwealth Edison Co. | Cancelled | 1986-08-01 | 2099-01-01 | Mooseheart | IL | Kane
2857 | MoraCTExisting | CT | 20 | 75973 | CT Gas | MISO West Region | Southern Minnesota Municipal Power Agency | Existing | 1972-06-01 | 2099-01-01 | Mora | MN | Kanabec
2858 | Moraine Wind Power ProjectWindExisting | Wind | 13 | #N/A | Wind | MISO West Region | Northern States Power Co. | Existing | 2003-12-31 | 2099-01-01 | Holland | MN | Pipestone
2859 | Moreau (AUEP)OtherExisting | Other | 70 | 75975 | CT Oil | MISO Central Region | AmerenUE | Existing | 1978-08-01 | 2099-01-01 | Jefferson City | MO | Cole
2860 | MoreheadOtherExisting | Other | 18 | 1476 | CT Oil | SERC | Progress Energy Carolina Inc. | Existing | 1968-01-01 | 2099-01-01 | Morehead City | NC | Carteret
2861 | Moretown Hydro Energy Co.HydroCancelled | Hydro | 1.12 | 75976 | Inactive | ISO New England | Green Mountain Power Corp. | Cancelled | 1989-02-01 | 2099-01-01 | Moretown | VT | Washington
2862 | Morgan CityCTCancelled | CT | 4 | 1322 | Inactive | SPP | Louisiana Energy & Power Authority | Cancelled | 1988-08-01 | 2099-01-01 | Morgan City | LA | St. Mary
2863 | Morgan CityCTExisting | CT | 67.4 | 1322 | ST Gas | SPP | Louisiana Energy & Power Authority | Existing | 1970-05-01 | 2099-01-01 | Morgan City | LA | St. Mary
2864 | Morgan Energy CenterCCExisting | CC | 807 | 75977 | Combined Cycle | TVA | Tennessee Valley Authority | Existing | 2003-05-01 | 2099-01-01 | Decatur | AL | Morgan
2865 | Morgan Falls (GPCO)HydroExisting | Hydro | 13.72 | 75978 | Hydro Run-of-River | SERC | Southern Company | Existing | 1903-12-01 | 2099-01-01 | Not Given | GA | Fulton
2866 | Morgantown Energy FacilityCoalExisting | Coal | 50 | 1927 | ST Coal | PJM | Allegheny Energy, Inc. | Existing | 1991-11-01 | 2099-01-01 | Morgantown | WV | Monongalia
2867 | MorgantownCoalExisting | Coal | 1141.514 | 1338 | ST Coal | PJM | Potomac Electric Power Co. | Existing | 1970-06-01 | 2099-01-01 | Newburg | MD | Charles
2868 | MorgantownOtherExisting | Other | 300 | 1338 | CT Oil | PJM | Potomac Electric Power Co. | Existing | 1973-06-01 | 2099-01-01 | Newburg | MD | Charles
2869 | Morris Cogeneration PlantCCExisting | CC | 179.5 | 2169 | Combined Cycle | PJM | Commonwealth Edison Co. | Existing | 2000-03-30 | 2099-01-01 | Morris | IL | Grundy
2870 | Morris LandfillCTCancelled | CT | 1.6 | 75981 | Inactive | PJM | Commonwealth Edison Co. | Cancelled | 1999-01-01 | 2099-01-01 | Morris | IL | Grundy
2871 | MorrisvilleHydroExisting | Hydro | 1.8 | 75983 | Hydro Run-of-River | ISO New England | Green Mountain Power Corp. | Existing | 1924-01-01 | 2099-01-01 | Morrisville | VT | Lamoille
2872 | Morrow (SOMI)CoalExisting | Coal | 400 | 1717 | ST Coal | SERC | South Mississippi Electric Power Association | Existing | 1978-04-01 | 2099-01-01 | Purvis | MS | Lamar
2873 | Morton Salt Rittman FacilityCoalCancelled | Coal | 1.5 | 75988 | Inactive | MISO East Region | FirstEnergy Ohio | Cancelled | 1978-10-01 | 2099-01-01 | Rittman | OH | Wayne
2874 | MoselleCTExisting | CT | 345 | 1387 | ST Gas | SERC | South Mississippi Electric Power Association | Existing | 1970-08-01 | 2099-01-01 | Moselle | MS | Jones
2875 | MoserOtherExisting | Other | 60 | 1551 | CT Oil | PJM | PECO Energy Co. | Existing | 1970-06-01 | 2099-01-01 | Not Given | PA | Montgomery
2876 | Moses NiagaraHydroExisting | Hydro | 2535.4 | 75990 | Hydro Run-of-River | NYISO | NYISO - West Zone (A) | Existing | 1962-02-01 | 2099-01-01 | Not Given | NY | Niagara
2877 | Moses Power DamHydroExisting | Hydro | 800 | 75991 | Hydro Run-of-River | NYISO | NYISO - North Zone (D) | Existing | 1958-07-01 | 2099-01-01 | Not Given | NY | St. Lawrence
2878 | MoshierHydroCancelled | Hydro | 8 | 75992 | Inactive | NYISO | NYISO - Mohawk Valley Zone (E) | Cancelled | 1929-01-01 | 2099-01-01 | Not Given | NY | Herkimer
2879 | Mosinee Paper Corporation PulCTCancelled | CT | 20 | 77236 | Retired | MISO West Region | Wisconsin Public Power, Inc. System | Cancelled | 1951-12-01 | 2003-01-01 | Mosinee | WI | Marathon
2880 | Mosinee Paper Corporation PulHydroCancelled | Hydro | 3.49 | 77236 | Inactive | MISO West Region | Wisconsin Public Power, Inc. System | Cancelled | 1994-08-01 | 2099-01-01 | Mosinee | WI | Marathon
2881 | MottvilleHydroCancelled | Hydro | 1.4 | 75995 | Inactive | PJM | AEP I&M | Cancelled | 1923-01-01 | 2099-01-01 | White Pigeon | MI | St. Joseph
2882 | Mount PleasantCoalCancelled | Coal | 3 | 76012 | Inactive | MISO Central Region | AmerenCIPS | Cancelled | 1949-01-01 | 2099-01-01 | Mount Pleasant | IA | Henry
2883 | Mount PleasantCTCancelled | CT | 1 | 76012 | Inactive | MISO Central Region | AmerenCIPS | Cancelled | 1966-01-01 | 2099-01-01 | Mount Pleasant | IA | Henry
2884 | Mount PleasantCTExisting | CT | 20.87 | 76012 | ST Gas | MISO Central Region | AmerenCIPS | Existing | 1966-10-01 | 2099-01-01 | Mount Pleasant | IA | Henry
2885 | Mount Storm (NEDPOW)WindCancelled | Wind | 300 | #N/A | Wind | PJM | Allegheny Energy, Inc. | Cancelled | 2050-01-01 | 2099-12-01 | Not Given | WV | Grant
2886 | Mount Storm (VIEP)CoalExisting | Coal | 1626 | 1670 | ST Coal | PJM | Dominion | Existing | 1965-09-01 | 2099-01-01 | Mount Storm | WV | Grant
2887 | Mount Storm (VIEP)OtherExisting | Other | 16 | 1670 | CT Oil | PJM | Dominion | Existing | 1967-10-01 | 2099-01-01 | Mount Storm | WV | Grant
2888 | Mount TomCoalExisting | Coal | 147 | 1344 | ST Coal | ISO New England | Northeast Utilities - WCMA | Existing | 1960-01-01 | 2099-01-01 | Holyoke | MA | Hampden
2889 | Mountain ChuteHydroExisting | Hydro | 169 | 609060 | Hydro Storage | IESO | IESO (Ontario) | Existing | 1967-11-11 | 2099-01-01 | Not Given | ON | Not Applicable
2890 | Mountain IslandHydroExisting | Hydro | 56 | 76001 | Hydro Storage | SERC | Duke Energy Corp. | Existing | 1923-12-01 | 2099-01-01 | Mount Holly | NC | Gaston
2891 | Mountain LakeOtherExisting | Other | 8 | 76002 | CT Oil | MISO West Region | Northern States Power Co. | Existing | 1954-01-01 | 2099-01-01 | Mountain Lake | MN | Cottonwood
2892 | MountainCTExisting | CT | 54 | 1527 | CT Gas | PJM | Metropolitan Edison | Existing | 1972-06-01 | 2099-01-01 | Mount Holly Springs | PA | Cumberland
2893 | Mountaineer Wind Energy CenterWindExisting | Wind | 66 | 73004 | Wind | PJM | Allegheny Energy, Inc. | Existing | 2002-12-31 | 2099-01-01 | Not Given | WV | Tucker
2894 | MountaineerCoalExisting | Coal | 1300 | 1770 | ST Coal | PJM | AEP Appalachian | Existing | 1980-09-01 | 2099-01-01 | New Haven | WV | Mason
2895 | MPL Small HydrosHydroCancelled | Hydro | 1.56 | #N/A | Inactive | MISO West Region | Minnesota Power, Inc. | Cancelled | 1920-04-01 | 2099-01-01 | Grand Rapids | MN | Itasca
2896 | Msw SydneyOtherExisting | Other | 2 | 609217 | ST Other | Eastern Canada | Nova Scotia Power Corp. | Existing | 1996-06-01 | 2099-01-01 | Not Given | NS | Not Applicable
2897 | Mt VernonCCCancelled | CC | 265 | #N/A | Indefinitely Postponed | MISO Central Region | Vectren (SIGE) | Cancelled | 2050-01-01 | 2099-01-01 | Mount Vernon | IN | Posey
2898 | Mt. Carmel IncCoalExisting | Coal | 46 | 75997 | ST Coal | PJM | PPL Electric Utilities Corp. | Existing | 1989-01-01 | 2099-01-01 | Marion Heights | PA | Northumberland
2899 | Mt. ClintonCTExisting | CT | 14 | 606945 | CT Gas | PJM | Dominion | Existing | 1999-01-01 | 2099-01-01 | Harrisonburg | VA | Rockingham
2900 | Mt. Ida HydroelectricHydroCancelled | Hydro | 3 | 76010 | Inactive | NYISO | NYISO - Capital Zone (F) | Cancelled | 1982-01-01 | 2099-01-01 | Troy | NY | Rensselaer
2901 | Muddy RunHydroExisting | Hydro | 880 | 76015 | Pumped Storage Hydro | PJM | PECO Energy Co. | Existing | 1967-04-01 | 2099-01-01 | Not Given | PA | Lancaster
2902 | Mulberry Cogeneration FacilityCCExisting | CC | 120 | 2059 | Combined Cycle | Florida | Progress Energy Florida Inc. | Existing | 1994-08-01 | 2099-01-01 | Bartow | FL | Polk
2903 | MullenCTCancelled | CT | 1.01 | 76016 | Inactive | MRO US | Nebraska Public Power District | Cancelled | 1958-01-01 | 2099-01-01 | Mullen | NE | Hooker
2904 | Multitrade of Pittsylvania CountyOtherExisting | Other | 79.5 | 76017 | ST Other | PJM | Dominion | Existing | 1994-06-01 | 2099-01-01 | Hurt | VA | Pittsylvania
2905 | Mulvane 2OtherExisting | Other | 8.6 | 76019 | CT Oil | SPP | Westar Energy | Existing | 2003-12-01 | 2099-01-01 | Mulvane | KS | Sedgwick
2906 | MulvaneOtherExisting | Other | 6.94 | 76018 | CT Oil | SPP | Westar Energy | Existing | 1967-11-01 | 2099-01-01 | Mulvane | KS | Sedgwick
2907 | Municipal LightOtherExisting | Other | 7.51 | 76021 | CT Oil | SPP | Southwestern Power Administration | Existing | 1976-03-01 | 2099-01-01 | Piggott | AR | Clay
2908 | Municipal UTOtherExisting | Other | 8.84 | 76022 | CT Oil | MISO Central Region | AmerenCIPS | Existing | 1963-01-01 | 2099-01-01 | Traer | IA | Tama
2909 | Munkers Creek Wind FarmWindCancelled | Wind | 100 | 737333 | Indefinitely Postponed | SPP | Westar Energy | Cancelled | 2050-01-01 | 2099-12-01 | Not Given | KS | Morris
2910 | Murdochville Wind FarmWindPlanned | Wind | 54 | 745958 | Wind | Eastern Canada | Hydro-Quebec | Planned | 2007-12-31 | 2099-12-01 | Murdochville | PQ | Not Applicable
2911 | Murray Energy FacilityCCExisting | CC | 1200 | 74097 | Combined Cycle | SERC | Southern Company | Existing | 2002-06-01 | 2099-01-01 | Dalton | GA | Murray
2912 | Murray GillCTExisting | CT | 331 | 2450 | ST Gas | SPP | Westar Energy | Existing | 1952-05-01 | 2099-01-01 | Wichita | KS | Sedgwick
2913 | MurrayHydroExisting | Hydro | 42.4 | 76024 | Hydro Storage | Entergy | Entergy North | Existing | 1988-10-01 | 2099-01-01 | North Little Rock | AR | Pulaski
2914 | Muscatine (MPW)CoalExisting | Coal | 258.48 | 2441 | ST Coal | MRO US | Muscatine Power & Water | Existing | 1969-01-01 | 2099-01-01 | Muscatine | IA | Muscatine
2915 | Muscatine (MPW)CTExisting | CT | 24.25 | 2441 | ST Gas | MRO US | Muscatine Power & Water | Existing | 1959-01-01 | 2099-01-01 | Muscatine | IA | Muscatine
2916 | Muskingum RiverCoalExisting | Coal | 1395.075 | 1505 | ST Coal | PJM | AEP Ohio | Existing | 1953-12-01 | 2099-01-01 | Beverly | OH | Washington
2917 | MuskogeeCoalExisting | Coal | 1491 | 1515 | ST Coal | SPP | Oklahoma Gas & Electric Co. | Existing | 1977-12-01 | 2099-01-01 | Fort Gibson | OK | Muskogee
2918 | MuskogeeCTExisting | CT | 165.5 | 1515 | ST Gas | SPP | Oklahoma Gas & Electric Co. | Existing | 1956-05-01 | 2099-01-01 | Fort Gibson | OK | Muskogee
2919 | MusquashHydroExisting | Hydro | 5.2 | 609172 | Hydro Run-of-River | Eastern Canada | NB Power | Existing | 1922-01-01 | 2099-01-01 | Not Given | NB | Not Applicable
2920 | Mustang StationCCExisting | CC | 246 | 2110 | Combined Cycle | SPP | Southwestern Public Service Co. | Existing | 2000-04-20 | 2099-01-01 | Denver City | TX | Yoakum
2921 | Mustang StationCTExisting | CT | 160 | 2110 | CT Gas | SPP | Southwestern Public Service Co. | Existing | 2006-05-01 | 2099-12-01 | Denver City | TX | Yoakum
2922 | MustangCTExisting | CT | 558 | 1516 | ST Gas | SPP | Oklahoma Gas & Electric Co. | Existing | 1950-05-01 | 2099-01-01 | Oklahoma City | OK | Oklahoma
2923 | Myrtle BeachOtherExisting | Other | 107 | 76031 | CT Oil | SERC | Santee Cooper | Existing | 1972-08-01 | 2099-01-01 | Not Given | SC | Horry
2924 | MysticCCExisting | CC | 1500 | 1339 | Combined Cycle | ISO New England | NSTAR Boston | Existing | 2003-04-01 | 2099-01-01 | Everett | MA | Middlesex
2925 | MysticOtherCancelled | Other | 388.28 | 1339 | Retired | ISO New England | NSTAR Boston | Cancelled | 1957-11-01 | 2003-04-14 | Everett | MA | Middlesex
2926 | MysticOtherExisting | Other | 573.46 | 1339 | ST Oil | ISO New England | NSTAR Boston | Existing | 1975-06-01 | 2099-01-01 | Everett | MA | Middlesex
2927 | NacoocheeHydroCancelled | Hydro | 6 | 76075 | Inactive | SERC | Southern Company | Cancelled | 1926-10-01 | 2099-01-01 | Clarkesville | GA | Rabun
2928 | NagagamiHydroExisting | Hydro | 15 | 609680 | Hydro Run-of-River | IESO | IESO (Ontario) | Existing | 1988-01-01 | 2099-01-01 | Not Given | ON | Not Applicable
2929 | NALCO Chemical Co.CCCancelled | CC | 4.71 | 76271 | Inactive | PJM | Commonwealth Edison Co. | Cancelled | 1985-11-01 | 2099-01-01 | Naperville | IL | Du Page
2930 | NantahalaHydroExisting | Hydro | 47 | 76079 | Hydro Storage | SERC | Duke Energy Corp. | Existing | 1942-07-01 | 2099-01-01 | Macon | NC | Macon
2931 | Nanticoke (OPGI)CoalExisting | Coal | 3920 | 588305 | ST Coal | IESO | IESO (Ontario) | Existing | 1973-01-01 | 2014-01-01 | Nanticoke | ON | Not Applicable
2932 | Nantucket (NEP)CTCancelled | CT | 19.9 | 76080 | Inactive | ISO New England | NSTAR Commonwealth | Cancelled | 1988-10-01 | 2099-01-01 | Nantucket | MA | Nantucket
2933 | NAO GM Pontiac Power PlantCoalExisting | Coal | 29 | 74509 | ST Coal | MISO East Region | Detroit Edison Co. | Existing | 1987-10-01 | 2099-01-01 | Pontiac | MI | Oakland
2934 | Napoleon 2CTCancelled | CT | 5.4 | 76081 | Inactive | MISO East Region | FirstEnergy Ohio | Cancelled | 1990-12-01 | 2099-01-01 | Not Given | OH | Not Applicable
2935 | Napoleon PeakingCTCancelled | CT | 1.83 | 76083 | Inactive | MISO East Region | FirstEnergy Ohio | Cancelled | 1999-07-01 | 2099-01-01 | Not Given | OH | Henry
2936 | NapoleonCTExisting | CT | 52 | 76082 | CT Gas | MISO East Region | FirstEnergy Ohio | Existing | 2000-11-15 | 2099-01-01 | Napoleon | OH | Henry
2937 | Narrows (TAPO)HydroExisting | Hydro | 96.5 | 76086 | Hydro Storage | SERC | Duke Energy Corp. | Existing | 1917-07-01 | 2099-01-01 | Badin | NC | Montgomery
2938 | Narrows DamHydroExisting | Hydro | 25.5 | 76084 | Hydro Run-of-River | SPP | AEP West - SPP | Existing | 1969-09-01 | 2099-01-01 | Not Given | AR | Pike
2939 | Narrows Gas TurbinesCTExisting | CT | 370.4 | #N/A | CT Gas | NYISO | NYISO - NY City (J) | Existing | 1972-06-01 | 2099-01-01 | Brooklyn | NY | Kings
2940 | NatchezCTCancelled | CT | 73 | 76089 | Retired | Entergy | Eastern Entergy | Cancelled | 1951-01-01 | 2099-01-01 | Natchez | MS | Adams
2941 | NatchitochesCTCancelled | CT | 5.6 | 76090 | Inactive | SPP | Cleco Utility Group, Inc. | Cancelled | 1955-04-01 | 2099-01-01 | Natchitoches | LA | Natchitoches
2942 | NatchitochesCTExisting | CT | 44.6 | 76090 | ST Gas | SPP | Cleco Utility Group, Inc. | Existing | 1972-01-01 | 2099-01-01 | Natchitoches | LA | Natchitoches
2943 | National ParkOtherExisting | Other | 24 | 76091 | CT Oil | PJM | Public Service Electric & Gas Co. | Existing | 1969-06-01 | 2099-01-01 | National Park | NJ | Gloucester
2944 | Neal ShoalsHydroCancelled | Hydro | 5 | 76101 | Inactive | SERC | South Carolina Electric & Gas Co. | Cancelled | 1966-08-01 | 2099-01-01 | Union | SC | Union
2945 | Nearman Creek (KACY)CTExisting | CT | 80 | 1718 | CT Gas | SPP | Kansas City Board of Public Utilities | Existing | 2006-02-01 | 2099-01-01 | Kansas City | KS | Wyandotte
2946 | Nearman CreekCoalExisting | Coal | 235 | 1718 | ST Coal | SPP | Kansas City Board of Public Utilities | Existing | 1981-02-01 | 2050-01-01 | Kansas City | KS | Wyandotte
2947 | Nebraska City - NEBCTCancelled | CT | 4.6 | 76104 | Inactive | MRO US | Omaha Public Power District | Cancelled | 1998-10-01 | 2099-01-01 | Nebraska City | NE | Otoe
2948 | Nebraska City - NEBCTExisting | CT | 34.66 | 76103 | CT Gas | MRO US | Omaha Public Power District | Existing | 1971-04-01 | 2099-01-01 | Nebraska City | NE | Otoe
2949 | Nebraska City - OPPDCoalExisting | Coal | 631.5 | 1733 | ST Coal | MRO US | Omaha Public Power District | Existing | 1979-05-01 | 2099-01-01 | Nebraska City | NE | Otoe
2950 | Nebraska City 2CoalUnder Construction | Coal | 600 | 587856 | ST Coal | MRO US | Omaha Public Power District | Under Construction | 2009-05-01 | 2099-01-01 | Nebraska City | NE | Otoe
2951 | NeenahCTExisting | CT | 336 | 75897 | CT Gas | MISO West Region | We Energies | Existing | 2000-05-08 | 2099-01-01 | Neenah | WI | Winnebago
2952 | NEES Small HydrosHydroCancelled | Hydro | 4.23 | #N/A | Inactive | ISO New England | National Grid - WCMA | Cancelled | 1899-12-31 | 2099-01-01 | Palmer | MA
2953 | Nekoosa MillCTCancelled | CT | 12.5 | 76108 | Inactive | MISO West Region | Alliant East | Cancelled | 1951-01-01 | 2099-01-01 | Port Edwards | WI | Wood
2954 | Nekoosa MillHydroCancelled | Hydro | 3.2 | 76108 | Inactive | MISO West Region | Alliant East | Cancelled | 1923-01-01 | 2099-01-01 | Port Edwards | WI | Wood
2955 | Nelson CreekCoalCancelled | Coal | 500 | 587794 | ST Coal | MRO US | WAPA Billings East (UM-East) DAKOTAS | Cancelled | 2050-01-01 | 2099-12-01 | Miles City | MT | Custer
2956 | Nelson Industrial Steam Co.CoalExisting | Coal | 223.98 | 1944 | ST Coal | Entergy | Entergy West | Existing | 1959-05-01 | 2099-01-01 | Lake Charles | LA | Calcasieu
2957 | NelsonCoalExisting | Coal | 538.45 | 1308 | ST Coal | Entergy | Entergy West | Existing | 1982-05-01 | 2099-01-01 | Lake Charles | LA | Calcasieu
2958 | NelsonCTCancelled | CT | 196 | 1308 | Inactive | Entergy | Entergy South | Cancelled | 1959-03-01 | 2099-01-01 | Lake Charles | LA | Calcasieu
2959 | NelsonCTExisting | CT | 654 | 1308 | ST Gas | Entergy | Entergy West | Existing | 1960-03-01 | 2099-01-01 | Lake Charles | LA | Calcasieu
2960 | NeodeshaOtherExisting | Other | 7.75 | 76113 | CT Oil | SPP | Westar Energy | Existing | 1952-01-01 | 2099-01-01 | Neodesha | KS | Wilson
2961 | NeoshoCTExisting | CT | 68 | 2451 | ST Gas | SPP | Westar Energy | Existing | 1954-11-01 | 2099-01-01 | Parsons | KS | Labette
2962 | Nevada (UTIL)OtherExisting | Other | 20.3 | 76117 | CT Oil | SPP | Aquila MISSOURI | Existing | 1974-06-01 | 2099-01-01 | Not Given | MO | Vernon
2963 | NeversinkHydroExisting | Hydro | 23.25 | 76119 | Hydro Storage | NYISO | NYISO - Hudson Valley Zone (G) | Existing | 1953-12-01 | 2099-01-01 | Grahamsville | NY | Sullivan
2964 | Neville Island PlantCTCancelled | CT | 10 | #N/A | Inactive | PJM | Duquesne Light Co. | Cancelled | 1929-03-01 | 2099-01-01 | Pittsburgh | PA | Allegheny
2965 | New Albany Power FacilityCTExisting | CT | 385.98 | 2116 | CT Gas | TVA | Tennessee Valley Authority | Existing | 1999-06-01 | 2099-01-01 | New Albany | MS | Union
2966 | New BadgerHydroCancelled | Hydro | 3.6 | 76122 | Inactive | MISO West Region | Wisconsin Public Power, Inc. System | Cancelled | 1928-01-01 | 2099-01-01 | Kaukauna | WI | Outagamie
2967 | New BostonCTCancelled | CT | 380 | 1340 | Retired | ISO New England | NSTAR Boston | Cancelled | 1967-07-01 | 2002-09-01 | Boston | MA | Suffolk
2968 | New BostonCTExisting | CT | 355 | 1340 | ST Gas | ISO New England | NSTAR Boston | Existing | 1965-08-01 | 2050-01-01 | Boston | MA | Suffolk
2969 | New BostonOtherExisting | Other | 18.9 | 1340 | CT Oil | ISO New England | NSTAR Boston | Existing | 1966-09-01 | 2099-01-01 | Boston | MA | Suffolk
2970 | New CastleCoalExisting | Coal | 333 | 1539 | ST Coal | MISO East Region | FirstEnergy Ohio | Existing | 1952-10-13 | 2099-01-01 | New Castle | PA | Lawrence
2971 | New CastleOtherExisting | Other | 6.8 | 1539 | CT Oil | MISO East Region | FirstEnergy Ohio | Existing | 1968-12-01 | 2099-01-01 | New Castle | PA | Lawrence
2972 | New England Wind Energy StatioWindExisting | Wind | 20 | #N/A | Wind | ISO New England | Central Maine Power Co. | Existing | 1990-01-01 | 2099-01-01 | Portland | ME | Cumberland
2973 | New Hampshire Hydro Assoc.HydroCancelled | Hydro | 4.6 | 76128 | Inactive | ISO New England | Northeast Utilities - New Hampshire | Cancelled | 1983-08-01 | 2099-01-01 | Penacook | NH | Merrimack
2974 | New HamptonCTCancelled | CT | 24.14 | 76129 | Inactive | MISO West Region | Alliant West | Cancelled | 1973-02-01 | 2099-01-01 | New Hampton | IA | Chickasaw
2975 | New Hanover County Waste to EnOtherExisting | Other | 10.44 | 76130 | ST Other | SERC | Progress Energy Carolina Inc. | Existing | 1984-06-01 | 2099-01-01 | Wilmington | NC | New Hanover
2976 | New Haven HarborOtherExisting | Other | 447 | 1747 | ST Oil | ISO New England | United Illuminating - SW Connecticut | Existing | 1975-08-01 | 2099-01-01 | New Haven | CT | New Haven
2977 | New HopeCoalCancelled | Coal | 1000 | 587786 | Cancelled | TVA | Tennessee Valley Authority | Cancelled | 2050-01-01 | 2099-01-01 | Not Given | TN | Marion
2978 | New KnoxvilleCTCancelled | CT | 1 | 76134 | Inactive | PJM | AEP Ohio | Cancelled | 2000-04-01 | 2099-01-01 | New Knoxville | OH | Auglaize
2979 | New Lisbon (Nlmun)CTExisting | CT | 4.63 | 76136 | CT Gas | MRO US | Dairyland Power Coop. | Existing | 1966-01-01 | 2099-01-01 | New Lisbon | WI | Juneau
2980 | New Madrid - ASECCoalExisting | Coal | 1160 | 1400 | ST Coal | TVA | Associated Electric Coop, Inc. | Existing | 1972-12-01 | 2099-01-01 | New Madrid | MO | New Madrid
2981 | New Martinsville HydroelectricHydroExisting | Hydro | 37.4 | 76138 | Hydro Run-of-River | PJM | Allegheny Energy, Inc. | Existing | 1988-01-01 | 2099-01-01 | New Martinsville | WV | Wetzel
2982 | New Milford Gas RecoveryCTCancelled | CT | 2.67 | 76141 | Inactive | ISO New England | Northeast Utilities - Connecticut | Cancelled | 1991-07-01 | 2099-01-01 | New Milford | CT | Litchfield
2983 | New PortlandCTCancelled | CT | 1 | #N/A | Inactive | ISO New England | Central Maine Power Co. | Cancelled | 1960-01-01 | 2099-01-01 | New Portland | ME | Somerset
2984 | New PragueCTExisting | CT | 15 | 76143 | CT Gas | MISO West Region | Southern Minnesota Municipal Power Agency | Existing | 1948-01-01 | 2099-01-01 | New Prague | MN | Scott
2985 | New Roads (Nrmpp)CTExisting | CT | 9.4 | 76145 | CT Gas | SPP | Louisiana Energy & Power Authority | Existing | 1953-01-01 | 2099-01-01 | New Roads | LA | Pointe Coupee
2986 | New UlmCTCancelled | CT | 24.05 | 76147 | Inactive | MISO West Region | Northern States Power Co. | Cancelled | 1957-01-01 | 2099-01-01 | New Ulm | MN | Brown
2987 | New UlmOtherExisting | Other | 50 | 76147 | CT Oil | MISO West Region | Northern States Power Co. | Existing | 1975-05-01 | 2099-01-01 | New Ulm | MN | Brown
2988 | New York State Dam HydroHydroExisting | Hydro | 11.4 | 76150 | Hydro Run-of-River | NYISO | NYISO - Capital Zone (F) | Existing | 1990-12-01 | 2099-01-01 | Waterford | NY | Albany
2989 | Newark Bay Cogeneration ProjecCCExisting | CC | 135 | 1968 | Combined Cycle | PJM | Public Service Electric & Gas Co. | Existing | 1993-09-01 | 2099-01-01 | Newark | NJ | Essex
2990 | Newark ProjectCCExisting | CC | 56.34 | 1968 | Combined Cycle | PJM | Jersey Central Power & Light | Existing | 1990-11-01 | 2099-01-01 | Newark | NJ | Essex
2991 | NewberryCTCancelled | CT | 4.5 | 76153 | Inactive | MISO East Region | Wolverine Power Supply Coop, Inc. | Cancelled | 1948-01-01 | 2099-01-01 | Newberry | MI | Luce
2992 | Newfound Hydroelectric Co.HydroCancelled | Hydro | 1.5 | 76158 | Inactive | ISO New England | Northeast Utilities - New Hampshire | Cancelled | 1983-01-01 | 2099-01-01 | Bristol | NH | Grafton
2993 | Newington (COEDDE)CCExisting | CC | 525 | 76160 | Combined Cycle | ISO New England | Northeast Utilities - New Hampshire | Existing | 2002-11-15 | 2099-01-01 | Newington | NH | Rockingham
2994 | Newington (PSNH)OtherExisting | Other | 406 | 1813 | ST Oil | ISO New England | Northeast Utilities - New Hampshire | Existing | 1974-06-01 | 2099-01-01 | Portsmouth | NH | Rockingham
2995 | Newman & Co. Inc.CTExisting | CT | 1.83 | 76162 | ST Gas | PJM | PECO Energy Co. | Existing | 1964-05-01 | 2099-01-01 | Philadelphia | PA | Philadelphia
2996 | Newport (CZNCT)HydroCancelled | Hydro | 5.63 | 76164 | Inactive | ISO New England | Northeast Utilities - New Hampshire | Cancelled | 1940-01-01 | 2099-01-01 | Not Given | VT | Orleans
2997 | Newport (POTED)HydroCancelled | Hydro | 1.4 | 76165 | Inactive | PJM | Allegheny Energy, Inc. | Cancelled | 1925-01-01 | 2099-01-01 | Not Given | VA | Page
2998 | Newport DieselCTCancelled | CT | 6.6 | 76166 | Inactive | ISO New England | Northeast Utilities - New Hampshire | Cancelled | 1948-01-01 | 2099-01-01 | Not Given | VT | Orleans
2999 | Newport HydroHydroExisting | Hydro | 1.83 | 76167 | Hydro Run-of-River | NYISO | NYISO - Mohawk Valley Zone (E) | Existing | 1987-12-01 | 2099-01-01 | Newport | NY | Herkimer
3000 | NewtonCoalExisting | Coal | 1215 | 1703 | ST Coal | MISO Central Region | AmerenCIPS | Existing | 1977-11-01 | 2099-01-01 | Newton | IL | Jasper
3001 | NH/VT Solid WasteCTCancelled | CT | 4 | #N/A | Inactive | ISO New England | Central Vermont Public Service Corp. | Cancelled | 1987-05-01 | 2099-01-01 | Not Given | VT | Not Applicable
3002 | Niagara FallsCoalExisting | Coal | 57 | 1960 | ST Coal | NYISO | NYISO - West Zone (A) | Existing | 1991-08-01 | 2099-01-01 | Niagara Falls | NY | Niagara
3003 | Niagara of Wisconsin Paper CorCoalCancelled | Coal | 11.88 | 76173 | Inactive | MISO West Region | We Energies | Cancelled | 1940-01-01 | 2099-01-01 | Niagara | WI | Marinette
3004 | Niagara of Wisconsin Paper CorHydroCancelled | Hydro | 12.83 | 76173 | Inactive | MISO West Region | We Energies | Cancelled | 1911-01-01 | 2099-01-01 | Niagara | WI | Marinette
3005 | NiagaraHydroCancelled | Hydro | 3 | 76171 | Inactive | PJM | AEP Appalachian | Cancelled | 1954-06-01 | 2099-01-01 | Roanoke | VA | Roanoke
3006 | NianguaHydroCancelled | Hydro | 3 | 76174 | Inactive | SPP | Aquila MISSOURI | Cancelled | 1930-11-01 | 2099-01-01 | Camden | MO | Ray
3007 | Nichols StationCTExisting | CT | 457 | 1610 | ST Gas | SPP | Southwestern Public Service Co. | Existing | 1960-07-01 | 2099-01-01 | Amarillo | TX | Potter
3008 | NicholsCCCancelled | CC | 520 | 1610 | Indefinitely Postponed | NYISO | NYISO - Central Zone (C) | Cancelled | 2050-01-01 | 2099-01-01 | Nichols | NY | Tioga
3009 | NickajackHydroExisting | Hydro | 100 | 76176 | Hydro Storage | TVA | Tennessee Valley Authority | Existing | 1968-04-01 | 2099-01-01 | Guild | TN | Marion
3010 | Nicolet Paper De Pere MillHydroCancelled | Hydro | 1.08 | #N/A | Inactive | MISO West Region | Wisconsin Public Service Corp. | Cancelled | 1988-01-01 | 2099-01-01 | De Pere | WI | Brown
3011 | NictauxHydroExisting | Hydro | 7.2 | 609293 | Hydro Run-of-River | Eastern Canada | Nova Scotia Power Corp. | Existing | 1954-01-01 | 2099-01-01 | Not Given | NS | Not Applicable
3012 | Nih Cogen FacilityCTExisting | CT | 23 | #N/A | CT Gas | PJM | Potomac Electric Power Co. | Existing | 2003-01-01 | 2099-01-01 |  | MD | MONTGOMERY
3013 | Niles (NILESW)CTCancelled | CT | 5.4 | 76181 | Inactive | MISO East Region | FirstEnergy Ohio | Cancelled | 1990-12-01 | 2099-01-01 | Not Given | OH | Trumbull
3014 | Niles (ORION)CoalExisting | Coal | 216 | 1502 | ST Coal | MISO East Region | FirstEnergy Ohio | Existing | 1954-01-01 | 2099-01-01 | Niles | OH | Trumbull
3015 | Niles (ORION)OtherExisting | Other | 29 | 1502 | CT Oil | MISO East Region | FirstEnergy Ohio | Existing | 1972-07-10 | 2099-01-01 | Niles | OH | Trumbull
3016 | NilesCCCancelled | CC | 1214 | 604691 | Indefinitely Postponed | PJM | AEP I&M | Cancelled | 2050-01-01 | 2099-01-01 | Niles | MI | Cass
3017 | Nimeca DieselsOtherExisting | Other | 41.04 | 76183 | CT Oil | MRO US | MidAmerican Energy Co. | Existing | 1950-04-01 | 2099-01-01 | Not Given | IA | Not Applicable
3018 | Nine Mile Point (COOPSE)CTCancelled | CT | 5.3 | 76186 | Inactive | NYISO | NYISO - Central Zone (C) | Cancelled | 1969-12-01 | 2099-01-01 | Oswego | NY | Oswego
3019 | Nine Mile Point (COOPSE)NuclearExisting | Nuclear | 1786.29 | 76186 | Nuclear | NYISO | NYISO - Central Zone (C) | Existing | 1969-11-01 | 2029-08-01 | Oswego | NY | Oswego
3020 | Nine Mile Point (COOPSE)NuclearPlanned | Nuclear | 1600 | 76186 | Nuclear | NYISO | NYISO - Central Zone (C) | Planned | 2017-01-01 | 2099-01-01 | Oswego | NY | Oswego
3021 | Nine SpringsCTExisting | CT | 15 | 76187 | CT Gas | MISO West Region | Madison Gas & Electric Co. | Existing | 1964-12-01 | 2099-01-01 | Not Given | WI | Dane
3022 | Ninemile Point (ELA)CTExisting | CT | 1748 | 1313 | ST Gas | Entergy | Amite South - New Orleans | Existing | 1951-05-01 | 2050-01-01 | Not Given | LA | Jefferson
3023 | Ninth Street DamHydroCancelled | Hydro | 1.2 | 76189 | Inactive | MISO East Region | Consumers Energy Co. | Cancelled | 1910-01-01 | 2099-01-01 | Alpena | MI | Alpena
3024 | NipawinHydroExisting | Hydro | 255 | 608569 | Hydro Storage | MRO Canada - SaskPower | SaskPower | Existing | 1985-11-01 | 2099-01-01 | Nipawin | SK | Not Applicable
3025 | Nipigon PowerCCExisting | CC | 40 | 609491 | Combined Cycle | IESO | IESO (Ontario) | Existing | 1992-05-01 | 2099-01-01 | Nipigon | ON | Not Applicable
3026 | NipissingHydroCancelled | Hydro | 3.36 | 913604 | Inactive | IESO | IESO (Ontario) | Cancelled | 1909-01-01 | 2099-01-01 | Nipissing | ON | Not Applicable
3027 | Nisa Electrical GenerationCTCancelled | CT | 79 | 587831 | Indefinitely Postponed | NYISO | NYISO - NY City (J) | Cancelled | 2050-01-01 | 2099-01-01 | Brooklyn | NY | Kings
3028 | Noble Thumb WindWindExisting | Wind | 58 | 840437 | Wind | MISO East Region | Detroit Edison Co. | Existing | 2005-01-01 | 2099-12-01 | Bad Axe | MI | Huron
3029 | NoblesvilleCCExisting | CC | 307 | 2422 | Combined Cycle | MISO Central Region | Duke (Cinergy) | Existing | 2003-07-01 | 2099-01-01 | Noblesville | IN | Hamilton
3030 | NoblesvilleCoalCancelled | Coal | 90 | 2422 | Retired | MISO Central Region | Duke (Cinergy) | Cancelled | 1950-12-01 | 2003-06-02 | Noblesville | IN | Hamilton
3031 | Nodaway Power PlantCTExisting | CT | 227.46 | 76192 | CT Gas | TVA | Associated Electric Coop, Inc. | Existing | 1999-06-01 | 2099-01-01 | Maryville | MO | Nodaway
3032 | Norcon FacilityCCExisting | CC | 86 | 2069 | Combined Cycle | NYISO | NYISO - West Zone (A) | Existing | 1992-12-01 | 2099-01-01 | North East | PA | Erie
3033 | NorfolkHydroCancelled | Hydro | 4.4 | 76199 | Inactive | NYISO | NYISO - Mohawk Valley Zone (E) | Cancelled | 1928-01-01 | 2099-01-01 | Norfolk | NY | St. Lawrence
3034 | NorforkHydroExisting | Hydro | 92 | 76200 | Hydro Storage | SPP | Southwestern Power Administration | Existing | 1944-06-01 | 2099-01-01 | Baxter | AR | Baxter
3035 | Normans Kill Hydro ProjectHydroExisting | Hydro | 1.2 | 76201 | Hydro Run-of-River | NYISO | NYISO - Capital Zone (F) | Existing | 1983-04-01 | 2099-01-01 | Guilderland | NY | Albany
3036 | NorrisHydroExisting | Hydro | 119.6 | 76203 | Hydro Storage | TVA | Tennessee Valley Authority | Existing | 1936-07-01 | 2099-01-01 | Not Given | TN | Anderson
3037 | Nort Road Peak PlantCTCancelled | CT | 14 | 76233 | Inactive | SERC | South Carolina Electric & Gas Co. | Cancelled | 1987-04-01 | 2099-01-01 | Orangeburg | SC | Orangeburg
3038 | North AnnaNuclearExisting | Nuclear | 1842 | 76207 | Nuclear | PJM | Dominion | Existing | 1978-06-01 | 2038-04-01 | Mineral | VA | Louisa
3039 | North AnnaNuclearPlanned | Nuclear | 1506 | 76207 | Nuclear | PJM | Dominion | Planned | 2015-06-01 | 2099-12-01 | Mineral | VA | Louisa
3040 | North Bay (TCPL)CCExisting | CC | 48 | 609494 | Combined Cycle | IESO | IESO (Ontario) | Existing | 1997-03-01 | 2099-01-01 | North Bay | ON | Not Applicable
3041 | North BellportCTCancelled | CT | 79.9 | 76208 | Cancelled | NYISO | NYISO - Long Island (K) | Cancelled | 2004-07-01 | 2099-01-01 | North Bellport | NY | Suffolk
3042 | North Branch ProjectCoalExisting | Coal | 77 | 1801 | ST Coal | PJM | Dominion | Existing | 1992-05-05 | 2099-01-01 | Bayard | WV | Grant
3043 | North BranchCTExisting | CT | 6 | 76210 | CT Gas | MISO West Region | Southern Minnesota Municipal Power Agency | Existing | 1971-01-01 | 2099-01-01 | North Branch | MN | Chisago
3044 | North Canal WaterworksHydroCancelled | Hydro | 2.52 | #N/A | Inactive | ISO New England | National Grid - WCMA | Cancelled | 1905-01-01 | 2099-01-01 | Lawrence | MA | Essex
3045 | North Carolina (Anson)CTExisting | CT | 336 | 655267 | CT Gas | SERC | Progress Energy Carolina Inc. | Existing | 2007-07-01 | 2099-12-01 | Not Given | NC | Anson
3046 | North Carolina (Richmond)CTPlanned | CT | 280 | 76885 | CT Gas | SERC | Progress Energy Carolina Inc. | Planned | 2007-11-01 | 2099-12-01 | Not Given | NC | Richmond
3047 | North CentervilleOtherExisting | Other | 49 | 73579 | CT Oil | MISO West Region | Alliant West | Existing | 1990-08-01 | 2099-01-01 | Not Given | IA | Appanoose
3048 | North CollinsWindPlanned | Wind | 19.5 | 811341 | Wind | NYISO | NYISO - West Zone (A) | Planned | 2007-12-31 | 2099-12-01 | Not Given | NY | Erie
3049 | North County Regional ResourceOtherExisting | Other | 43.5 | 76215 | ST Other | Florida | Florida Power & Light Co. | Existing | 1989-05-01 | 2099-01-01 | West Palm Beach | FL | Palm Beach
3050 | North Dakota IIWindExisting | Wind | 21 | 594007 | Wind | MISO West Region | Otter Tail Power Co. | Existing | 2003-10-01 | 2099-12-01 | Kulm | ND | Lamoure
3051 | North Dakota IWindFuture | Wind | 40.5 | #N/A | Wind | MISO West Region | Otter Tail Power Co. | Future | 2003-10-01 | 2099-01-01 | Edgeley | ND | La Moure
3052 | North DenverCTExisting | CT | 33 | 76216 | ST Gas | MRO US | Nebraska Public Power District | Existing | 1957-12-01 | 2099-01-01 | Hastings | NE | Adams
3053 | North Florida Power ProjectCoalFuture | Coal | 800 | #N/A | ST Coal | Florida | Progress Energy Florida Inc. | Future | 2012-01-01 | 2099-12-01 | Perry | FL | Taylor
3054 | North GorhamHydroCancelled | Hydro | 1.94 | 76220 | Inactive | ISO New England | Central Maine Power Co. | Cancelled | 1925-01-01 | 2099-01-01 | Gorham | ME | Cumberland
3055 | North HartlandHydroCancelled | Hydro | 4 | 385777 | Inactive | ISO New England | Central Vermont Public Service Corp. | Cancelled | 1985-08-01 | 2099-01-01 | North Hartland | VT | Windsor
3056 | North HighlandsHydroExisting | Hydro | 34.59 | 76221 | Hydro Run-of-River | SERC | Southern Company | Existing | 1963-02-01 | 2099-01-01 | Bibb City | GA | Muscogee
3057 | North Kansas CityCTCancelled | CT | 4 | #N/A | Retired | SPP | Kansas City Power & Light Co. | Cancelled | 1986-11-01 | 2001-01-01 | North Kansas City | MO | Clay
3058 | North Main StreetOtherExisting | Other | 18.38 | 76225 | CT Oil | ISO New England | Northeast Utilities - Connecticut | Existing | 1972-01-01 | 2099-01-01 | Norwich | CT | New London
3059 | North Ninth StreetCTCancelled | CT | 17.15 | 76227 | Inactive | PJM | Commonwealth Edison Co. | Cancelled | 1967-02-01 | 2099-01-01 | Not Given | IL | Ogle
3060 | North OmahaCoalExisting | Coal | 662.8 | 1410 | ST Coal | MRO US | Omaha Public Power District | Existing | 1954-07-01 | 2099-01-01 | Omaha | NE | Douglas
3061 | North PlantCTCancelled | CT | 7 | 76228 | Inactive | MRO US | MidAmerican Energy Co. | Cancelled | 1993-04-01 | 2099-01-01 | Waverly | IA | Bremer
3062 | North PlantCTExisting | CT | 13.6 | 76228 | CT Gas | MRO US | MidAmerican Energy Co. | Existing | 1948-08-01 | 2099-01-01 | Waverly | IA | Bremer
3063 | North PlatteHydroExisting | Hydro | 24 | 76230 | Hydro Run-of-River | MRO US | Nebraska Public Power District | Existing | 1935-01-01 | 2099-01-01 | North Platte | NE | Lincoln
3064 | North Shore TowersCTCancelled | CT | 8.85 | 76234 | Inactive | NYISO | NYISO - NY City (J) | Cancelled | 1974-11-01 | 2099-01-01 | Floral Park | NY | Nassau
3065 | Northampton Generating CompanCoalExisting | Coal | 117 | 76243 | ST Coal | PJM | PPL Electric Utilities Corp. | Existing | 1995-08-28 | 2099-01-01 | Northampton | PA | Northampton
3066 | Northeast (DETED)CTExisting | CT | 80 | 76237 | CT Gas | MISO East Region | Detroit Edison Co. | Existing | 1967-09-01 | 2099-01-01 | Warren | MI | Macomb
3067 | Northeast (DETED)OtherExisting | Other | 70 | 76237 | CT Oil | MISO East Region | Detroit Edison Co. | Existing | 1971-06-01 | 2099-01-01 | Warren | MI | Macomb
3068 | Northeast (Downtown)CTExisting | CT | 33 | 72971 | CT Gas | MISO West Region | Southern Minnesota Municipal Power Agency | Existing | 1961-01-01 | 2099-01-01 | Austin | MN | Mower
3069 | Northeast (KCPL)OtherExisting | Other | 520 | 1391 | CT Oil | SPP | Kansas City Power & Light Co. | Existing | 1972-05-01 | 2099-01-01 | Kansas City | MO | Jackson
3070 | Northeast (SIGE)CTExisting | CT | 24 | 76236 | CT Gas | MISO Central Region | Vectren (SIGE) | Existing | 1963-06-01 | 2099-01-01 | Not Given | IN | Vanderburgh
3071 | Northeast RegionHydroExisting | Hydro | 55 | #N/A | Hydro Storage | IESO | IESO (Ontario) | Existing | 1988-01-01 | 2099-01-01 | Not Given | ON | Not Applicable
3072 | Northeast StationCoalExisting | Coal | 30 | 76239 | ST Coal | MISO West Region | Southern Minnesota Municipal Power Agency | Existing | 1971-04-01 | 2050-01-01 | Austin | MN | Mower
3073 | Northeastern Power CogenerationCoalExisting | Coal | 53.8 | 75345 | ST Coal | PJM | PPL Electric Utilities Corp. | Existing | 1989-07-01 | 2099-01-01 | Mcadoo | PA | Schuylkill
3074 | NortheasternCCExisting | CC | 446 | 76240 | Combined Cycle | SPP | AEP West - SPP | Existing | 2001-07-15 | 2099-01-01 | Oologah | OK | Rogers
3075 | NortheasternCoalExisting | Coal | 900 | 76240 | ST Coal | SPP | AEP West - SPP | Existing | 1979-12-01 | 2099-01-01 | Oologah | OK | Rogers
3076 | NortheasternCTCancelled | CT | 3.95 | 76240 | Inactive | SPP | AEP West - SPP | Cancelled | 1980-12-01 | 2099-01-01 | Oologah | OK | Rogers
3077 | NortheasternCTExisting | CT | 480 | 76240 | ST Gas | SPP | AEP West - SPP | Existing | 1970-05-01 | 2050-01-01 | Oologah | OK | Rogers
3078 | Northern Illinois Gas Co.CTCancelled | CT | 2.6 | #N/A | Inactive | PJM | Commonwealth Edison Co. | Cancelled | 1987-10-01 | 2099-01-01 | Naperville | IL | Du Page
3079 | Northern NeckOtherExisting | Other | 76 | 76241 | CT Oil | PJM | Dominion | Existing | 1971-07-01 | 2099-01-01 | Not Given | VA | Richmond
3080 | Northfield MountainHydroExisting | Hydro | 1080 | 76242 | Pumped Storage Hydro | ISO New England | Northeast Utilities - WCMA | Existing | 1973-02-01 | 2099-01-01 | Northfield | MA | Franklin
3081 | Northome Wood PlantCTCancelled | CT | 20 | 849267 | Inactive | MISO West Region | Minnesota Power, Inc. | Cancelled | 2005-08-01 | 2099-01-01 | Northome | MN | Koochiching
3082 | NorthportCTExisting | CT | 767 | 1456 | ST Gas | NYISO | NYISO - Long Island (K) | Existing | 1968-06-01 | 2099-01-01 | Northport | NY | Suffolk
3083 | NorthportOtherExisting | Other | 781 | 1456 | ST Oil | NYISO | NYISO - Long Island (K) | Existing | 1967-07-01 | 2099-01-01 | Northport | NY | Suffolk
3084 | NorthsideCoalExisting | Coal | 548.5 | 2361 | ST Coal | Florida | Jacksonville Electric Authority | Existing | 1966-11-01 | 2099-01-01 | Jacksonville | FL | Duval
3085 | NorthsideOtherExisting | Other | 745.4 | 2361 | CT Oil | Florida | Jacksonville Electric Authority | Existing | 1975-01-01 | 2050-01-01 | Jacksonville | FL | Duval
3086 | Northumberland Cogeneration FacilityCTExisting | CT | 18 | 77366 | ST Gas | PJM | PPL Electric Utilities Corp. | Existing | 1989-12-01 | 2099-01-01 | Northumberland | PA | Northumberland
3087 | Northville Landfill Gas ProjectCTCancelled | CT | 18.6 | #N/A | Inactive | MISO East Region | Detroit Edison Co. | Cancelled | 1996-01-01 | 2099-01-01 | Detroit | MI | Wayne
3088 | Northwest WindWindCancelled | Wind | 1.5 | 76246 | Inactive | MRO US | MidAmerican Energy Co. | Cancelled | 1999-06-01 | 2099-01-01 | Waverly | IA | Bremer
3089 | Norton PowerhouseCoalCancelled | Coal | 5.63 | 76316 | Inactive | ISO New England | National Grid - WCMA | Cancelled | 1939-01-01 | 2099-01-01 | Worcester | MA | Worcester
3090 | NortonCTExisting | CT | 7.88 | 76249 | CT Gas | SPP | Sunflower Electric Power Corp., Inc. | Existing | 1955-12-01 | 2099-01-01 | Norton | KS | Norton
3091 | NortonOtherExisting | Other | 2.25 | 76250 | CT Oil | SPP | Sunflower Electric Power Corp., Inc. | Existing | 1977-03-01 | 2099-01-01 | Norton | KS | Norton
3092 | Norwalk HarborOtherExisting | Other | 353 | 76204 | ST Oil | ISO New England | Northeast Utilities - SW Connecticut | Existing | 1960-01-01 | 2099-01-01 | South Norwalk | CT | Fairfield
3093 | Norway (NIPS)HydroExisting | Hydro | 4 | 76254 | Hydro Run-of-River | MISO East Region | Northern Indiana Public Service Co. | Existing | 1923-06-01 | 2099-01-01 | Not Given | IN | White
3094 | Norway (NLD)HydroCancelled | Hydro | 4.74 | 76253 | Inactive | MISO West Region | We Energies | Cancelled | 1905-06-01 | 2099-01-01 | Norway | MI | Dickinson
3095 | Norway Point Hydropower ProjecHydroCancelled | Hydro | 4 | 76255 | Inactive | MISO East Region | Consumers Energy Co. | Cancelled | 1997-06-01 | 2099-01-01 | Alpena | MI | Alpena
3096 | NorwoodHydroCancelled | Hydro | 2.2 | 76257 | Inactive | NYISO | NYISO - Mohawk Valley Zone (E) | Cancelled | 1928-01-01 | 2099-01-01 | Not Given | NY | St. Lawrence
3097 | Notch CliffCTExisting | CT | 136 | 1330 | CT Gas | PJM | Baltimore Gas & Electric Co. | Existing | 1969-06-01 | 2099-01-01 | Not Given | MD | Baltimore
3099 | NottelyHydroExisting | Hydro | 18 | 76259 | Hydro Storage | TVA | Tennessee Valley Authority | Existing | 1956-01-01 | 2099-01-01 | Not Given | GA | Union
3100 | NPPD New CoalCoalCancelled | Coal | 400 | #N/A | Indefinitely Postponed | MRO US | Nebraska Public Power District | Cancelled | 2050-01-01 | 2099-01-01 | Not Given | NE | Not Applicable
3101 | NROC Cogen FacilityCTExisting | CT | 80 | #N/A | CT Gas | Entergy | Entergy West | Existing | 2001-08-01 | 2099-01-01 | Port Arthur | TX | Jefferson
3102 | NSPC Small HydrosHydroExisting | Hydro | 2.63 | #N/A | Hydro Run-of-River | Eastern Canada | Nova Scotia Power Corp. | Existing | 1943-01-01 | 2099-01-01 | Not Given | NS
3103 | NSPW Small HydrosHydroCancelled | Hydro | 4.46 | #N/A | Inactive | MISO West Region | Northern States Power Co. | Cancelled | 1950-06-01 | 2099-01-01 | Danbury | WI | Burnett
3104 | NUNE Small HydrosHydroExisting | Hydro | 16.81 | #N/A | Hydro Run-of-River | ISO New England | Northeast Utilities - New Hampshire | Existing | 1984-01-01 | 2099-01-01 | Antrim | NH
3105 | NUSW Small HydrosHydroCancelled | Hydro | 7.3 | #N/A | Inactive | ISO New England | Northeast Utilities - Connecticut | Cancelled | 1917-01-01 | 2099-01-01 | Turners Falls | MA
3106 | NYCAPZ Small HydrosHydroCancelled | Hydro | 2.51 | #N/A | Inactive | NYISO | NYISO - Capital Zone (F) | Cancelled | 1985-03-01 | 2099-01-01 | Greenwich | NY
3107 | NYCENZ Small HydrosHydroCancelled | Hydro | 2.81 | #N/A | Inactive | NYISO | NYISO - Central Zone (C) | Cancelled | 1924-01-01 | 2099-01-01 | Fulton | NY
3108 | NyCyberCenterCTCancelled | CT | 46.8 | #N/A | Cancelled | NYISO | NYISO - NY City (J) | Cancelled | 2004-01-01 | 2099-01-01 | Manhattan | NY | Kings
3109 | NYHUDV Small HydrosHydroCancelled | Hydro | 1.08 | #N/A | Inactive | NYISO | NYISO - Hudson Valley Zone (G) | Cancelled | 1983-01-01 | 2099-01-01 | Beacon | NY
3110 | NYMOVA Small HydrosHydroExisting | Hydro | 11.98 | #N/A | Hydro Run-of-River | NYISO | NYISO - Mohawk Valley Zone (E) | Existing | 1993-01-01 | 2099-01-01 | Leeds | NY
3111 | NYWZ Small HydrosHydroCancelled | Hydro | 3.78 | #N/A | Inactive | NYISO | NYISO - West Zone (A) | Cancelled | 1981-01-01 | 2099-01-01 | Not Given | NY
3112 | OaheHydroExisting | Hydro | 714 | 76273 | Hydro Run-of-River | MRO US | WAPA Billings East (UM-East) NEBRASKA & IOWA | Existing | 1963-03-01 | 2099-01-01 | Pierre | SD | Hughes
3113 | Oak BluffsOtherExisting | Other | 8.25 | 76274 | CT Oil | ISO New England | NSTAR Commonwealth | Existing | 1969-07-01 | 2099-01-01 | Not Given | MA | Dukes
3114 | Oak Creek SouthCoalExisting | Coal | 1139 | 77946 | ST Coal | MISO West Region | We Energies | Existing | 1959-12-01 | 2099-01-01 | Oak Creek | WI | Milwaukee
3115 | Oak Creek SouthCTExisting | CT | 19 | 77946 | CT Gas | MISO West Region | We Energies | Existing | 1968-12-01 | 2099-01-01 | Oak Creek | WI | Milwaukee
3116 | Oak Prairie Wind FarmWindPlanned | Wind | 10 | 824807 | Wind | MRO US | Dairyland Power Coop. | Planned | 2007-12-31 | 2099-12-01 | Not Given | IL | Jo Daviess
3117 | Oakdale Power StationHydroExisting | Hydro | 3.73 | 76281 | Hydro Run-of-River | ISO New England | Massachusetts Municipal Wholesale - WCMA | Existing | 1994-07-01 | 2099-01-01 | Oakdale | MA | Worcester
3118 | OakdaleHydroExisting | Hydro | 6 | 76282 | Hydro Run-of-River | MISO East Region | Northern Indiana Public Service Co. | Existing | 1925-11-01 | 2099-01-01 | Not Given | IN | Carroll
3119 | Oakland Dam HydroelectricHydroCancelled | Hydro | 1.5 | 76285 | Inactive | PJM | Pennsylvania Electric | Cancelled | 1988-01-01 | 2099-01-01 | Susquehanna | PA | Susquehanna
3120 | OakleyCTCancelled | CT | 7.79 | 76283 | Inactive | SPP | MidWest Energy, Inc. | Cancelled | 1961-02-01 | 2099-01-01 | Oakley | KS | Logan
3121 | ObedjiwanOtherExisting | Other | 4.9 | #N/A | CT Oil | Eastern Canada | Hydro-Quebec | Existing | 1989-01-01 | 2099-01-01 | Not Given | PQ | Not Applicable
3122 | Oberlin (OBER)CTExisting | CT | 5.58 | 76288 | CT Gas | SPP | Kansas City Board of Public Utilities | Existing | 1954-01-01 | 2099-01-01 | Oberlin | KS | Decatur
3123 | Oberlin (OBERL)CTExisting | CT | 10 | 76289 | CT Gas | MISO East Region | FirstEnergy Ohio | Existing | 1990-01-01 | 2099-01-01 | Oberlin | OH | Lorain
3124 | Oberlin (OBERL)OtherExisting | Other | 7 | 76289 | CT Oil | MISO East Region | FirstEnergy Ohio | Existing | 1948-01-01 | 2099-01-01 | Oberlin | OH | Lorain
3125 | Ocean State Power IICCExisting | CC | 238.9 | 2239 | Combined Cycle | ISO New England | National Grid - Rhode Island | Existing | 1991-10-01 | 2099-01-01 | Harrisville | RI | Providence
3126 | Ocean State PowerCCExisting | CC | 238.9 | 2238 | Combined Cycle | ISO New England | National Grid - Rhode Island | Existing | 1990-12-31 | 2099-01-01 | Harrisville | RI | Providence
3127 | Oceana County WindWindPlanned | Wind | 35 | 631972 | Wind | MISO East Region | Consumers Energy Co. | Planned | 2007-01-31 | 2099-12-01 | Hart | MI | Oceana
3128 | Oceanside LandfillCTCancelled | CT | 4.32 | 76293 | Inactive | NYISO | NYISO - Long Island (K) | Cancelled | 1990-01-01 | 2099-01-01 | Oceanside | NY | Nassau
3129 | OceansideCTCancelled | CT | 500 | 587643 | Cancelled | NYISO | NYISO - Long Island (K) | Cancelled | 2005-06-01 | 2099-01-01 | Oceanside | NY | Nassau
3130 | Ocoee 1HydroExisting | Hydro | 25 | 76294 | Hydro Storage | TVA | Tennessee Valley Authority | Existing | 1912-01-01 | 2099-01-01 | Benton | TN | Polk
3131 | Ocoee 2HydroExisting | Hydro | 19.4 | 76295 | Hydro Storage | TVA | Tennessee Valley Authority | Existing | 1913-10-01 | 2099-01-01 | Apison | TN | Polk
3132 | Ocoee 3HydroExisting | Hydro | 28 | 76296 | Hydro Storage | TVA | Tennessee Valley Authority | Existing | 1943-04-01 | 2099-01-01 | Apison | TN | Polk
3133 | OconeeCTCancelled | CT | 1 | 76297 | Inactive | SERC | Duke Energy Corp. | Cancelled | 1974-12-01 | 2099-01-01 | Seneca | SC | Oconee
3134 | OconeeNuclearExisting | Nuclear | 2538 | 76297 | Nuclear | SERC | Duke Energy Corp. | Existing | 1973-07-01 | 2033-02-06 | Seneca | SC | Oconee
3135 | Ocracoke Peak Shaving PlantCTCancelled | CT | 3 | 76300 | Inactive | SERC | Progress Energy Carolina Inc. | Cancelled | 1991-04-01 | 2099-01-01 | Not Given | NC | Not Applicable
3136 | OdessaCTCancelled | CT | 7.16 | 76301 | Inactive | SPP | Aquila MISSOURI | Cancelled | 1957-01-01 | 2099-01-01 | Odessa | MO | Lafayette
3137 | OgdenOtherExisting | Other | 4.7 | 76305 | CT Oil | MISO Central Region | AmerenCIPS | Existing | 1958-10-01 | 2099-01-01 | Ogden | IA | Boone
3138 | Ogdensburg Energy Facility (AG-Energy L/P)CCExisting | CC | 93.6 | 1933 | Combined Cycle | NYISO | NYISO - Mohawk Valley Zone (E) | Existing | 1993-11-01 | 2099-01-01 | Ogdensburg | NY | St. Lawrence
3139 | OgdensburgHydroCancelled | Hydro | 3.7 | 76306 | Inactive | NYISO | NYISO - Mohawk Valley Zone (E) | Cancelled | 1987-12-01 | 2099-01-01 | Ogdensburg | NY | St. Lawrence
3140 | OglesbyCTExisting | CT | 63 | 2402 | CT Gas | MISO Central Region | AmerenIP | Existing | 1970-10-01 | 2099-01-01 | Not Given | IL | La Salle
3141 | Ohio (AMP)CTCancelled | CT | 37.8 | #N/A | Inactive | MISO East Region | FirstEnergy Ohio | Cancelled | 2000-04-01 | 2099-01-01 | Not Given | OH | Not Applicable
3142 | Ohio FallsHydroExisting | Hydro | 80 | 76307 | Hydro Run-of-River | TVA | E.ON U.S. (LG&E) | Existing | 1928-01-01 | 2099-01-01 | Louisville | KY | Jefferson
3143 | Okeelanta Power Limited PartneCoalExisting | Coal | 74.9 | 76312 | ST Coal | Florida | Florida Power & Light Co. | Existing | 1995-11-01 | 2099-01-01 | South Bay | FL | Palm Beach
3144 | Okeelanta Power Limited PartneOtherExisting | Other | 65.1 | 76312 | ST Other | Florida | Florida Power & Light Co. | Existing | 2006-08-15 | 2099-12-01 | South Bay | FL | Palm Beach
3145 | Oklahoma Wind Energy CenterWindExisting | Wind | 102 | 606800 | Wind | SPP | Oklahoma Gas & Electric Co. | Existing | 2003-09-30 | 2099-12-01 | Woodward | OK | Woodward
3146 | Old BadgerHydroCancelled | Hydro | 2 | 732885 | Inactive | MISO West Region | Wisconsin Public Power, Inc. System | Cancelled | 1907-01-01 | 2099-01-01 | Kaukauna | WI | Outagamie
3147 | Old HickoryHydroExisting | Hydro | 115.75 | 76317 | Hydro Storage | TVA | Tennessee Valley Authority | Existing | 1957-09-01 | 2099-01-01 | Hendersonville | TN | Davidson
3148 | Old Town DivisionCoalCancelled | Coal | 3.5 | 76319 | Retired | ISO New England | Bangor Hydro-Electric Co. | Cancelled | 1946-07-01 | 2002-12-01 | Old Town | ME | Penobscot
3149 | Old Town DivisionHydroCancelled | Hydro | 7.77 | 76319 | Inactive | ISO New England | Bangor Hydro-Electric Co. | Cancelled | 1988-12-01 | 2099-01-01 | Old Town | ME | Penobscot
3150 | Old Town DivisionOtherExisting | Other | 13.63 | 76319 | ST Other | ISO New England | Bangor Hydro-Electric Co. | Existing | 1956-07-01 | 2099-01-01 | Old Town | ME | Penobscot
3151 | Oleander Power FacilityCTExisting | CT | 680 | 2199 | CT Gas | Florida | Florida Municipal Power Agency | Existing | 2002-05-31 | 2099-01-01 | Cocoa | FL | Brevard
3152 | Oliver County WindWindExisting | Wind | 101 | 748094 | Wind | MISO West Region | Minnesota Power, Inc. | Existing | 2006-09-01 | 2099-12-01 | Center | ND | Oliver
3153 | Oliver DamHydroExisting | Hydro | 59.4 | 76325 | Hydro Run-of-River | SERC | Southern Company | Existing | 1959-07-01 | 2099-01-01 | Not Given | GA | Muscogee
3154 | OliverOtherExisting | Other | 14 | 76324 | CT Oil | MISO East Region | Detroit Edison Co. | Existing | 1970-01-01 | 2099-01-01 | Not Given | MI | Huron
3155 | Olmsted Waste-Energy FacilityOtherExisting | Other | 4 | 76327 | ST Other | MISO West Region | Southern Minnesota Municipal Power Agency | Existing | 1987-04-01 | 2099-01-01 | Rochester | MN | Olmsted
3156 | Omega Hills Gas RecoveryCTCancelled | CT | 7.15 | 76329 | Inactive | MISO West Region | We Energies | Cancelled | 1985-12-01 | 2099-01-01 | Menomonee Falls | WI | Waukesha
3157 | Onawa Municipal Light & PowerCTCancelled | CT | 2.38 | 76330 | Inactive | MRO US | WAPA Billings East (UM-East) NEBRASKA & IOWA | Cancelled | 1937-01-01 | 2099-01-01 | Onawa | IA | Monona
3158 | Oneida CasinoOtherExisting | Other | 4 | 76332 | CT Oil | MISO West Region | Wisconsin Public Service Corp. | Existing | 1996-07-19 | 2099-01-01 | Not Given | WI | Brown
3159 | Oneta Generating StationCCExisting | CC | 1140 | 2178 | Combined Cycle | SPP | AEP West - SPP | Existing | 2002-07-15 | 2099-01-01 | Coweta | OK | Wagoner
3160 | ONHY Small HydrosHydroExisting | Hydro | 12.22 | #N/A | Hydro Run-of-River | IESO | IESO (Ontario) | Existing | 1988-01-01 | 2099-01-01 | Not Given | ON
3161 | Onondaga CogenerationCCExisting | CC | 105.93 | 2008 | Combined Cycle | NYISO | NYISO - Central Zone (C) | Existing | 1993-12-01 | 2099-01-01 | Geddes | NY | Onondaga
3162 | Onondaga County Resource RecovOtherExisting | Other | 30 | 76334 | ST Other | NYISO | NYISO - Central Zone (C) | Existing | 1994-12-01 | 2099-01-01 | Jamesville | NY | Onondaga
3163 | Onondaga Energy Partners LPCTCancelled | CT | 1.44 | 76335 | Inactive | NYISO | NYISO - Central Zone (C) | Cancelled | 1988-01-01 | 2099-01-01 | Camillus | NY | Onondaga
3164 | Ontario County SlfCTCancelled | CT | 2.8 | 841420 | Inactive | NYISO | NYISO - Genesee Zone (B) | Cancelled | 1988-01-01 | 2099-01-01 | Canandaigua | NY | Ontario
3165 | Ontelaunee Energy CenterCCExisting | CC | 541 | 76339 | Combined Cycle | PJM | Metropolitan Edison | Existing | 2002-07-01 | 2099-01-01 | Ontelaunee | PA | Berks
3166 | Orange CogenCTExisting | CT | 98 | 2058 | CT Gas | NYISO | NYISO - Central Zone (C) | Existing | 1992-07-01 | 2099-01-01 | Syracuse | NY | Onondaga
3167 | Orange Cogeneration L.P.CCExisting | CC | 102 | 2061 | Combined Cycle | Florida | Progress Energy Florida Inc. | Existing | 1995-06-15 | 2099-01-01 | Bartow | FL | Polk
3168 | Orange County New YorkCTCancelled | CT | 3 | 76344 | Inactive | NYISO | NYISO - Hudson Valley Zone (G) | Cancelled | 1990-12-01 | 2099-01-01 | Goshen | NY | Orange
3169 | Ord PlantCTExisting | CT | 7.5 | 76347 | CT Gas | MRO US | Nebraska Public Power District | Existing | 1963-01-01 | 2099-01-01 | Ord | NE | Valley
3170 | Orlando CoGen Limited L. P.CTExisting | CT | 122.4 | 2061 | CT Gas | Florida | Progress Energy Florida Inc. | Existing | 1993-09-01 | 2099-01-01 | Orlando | FL | Orange
3171 | OrrtannaOtherExisting | Other | 26 | 76357 | CT Oil | PJM | Metropolitan Edison | Existing | 1971-05-01 | 2099-01-01 | Gettysburg | PA | Adams
3172 | Orrville (Vine Street)CoalCancelled | Coal | 24.5 | 76356 | Inactive | PJM | AEP Ohio | Cancelled | 1949-01-01 | 2099-01-01 | Orrville | OH | Wayne
3173 | Orrville (Vine Street)CoalExisting | Coal | 50 | 1511 | ST Coal | PJM | AEP Ohio | Existing | 1971-01-01 | 2099-01-01 | Orrville | OH | Wayne
3174 | Orrville PeakingCTCancelled | CT | 5.49 | 76356 | Inactive | MISO East Region | FirstEnergy Ohio | Cancelled | 1999-07-01 | 2099-01-01 | Not Given | OH | Wayne
3175 | Osage (AUEP)HydroExisting | Hydro | 243.55 | 76360 | Hydro Run-of-River | MISO Central Region | AmerenUE | Existing | 1931-10-01 | 2099-01-01 | Not Given | MO | Miller
3176 | Osage (OSAG)CTCancelled | CT | 16.48 | 76359 | Inactive | MRO US | WAPA Billings East (UM-East) DAKOTAS | Cancelled | 1963-01-01 | 2099-01-01 | Osage | IA | Mitchell
3177 | Osage CityCTCancelled | CT | 8.2 | 76363 | Inactive | SPP | Westar Energy | Cancelled | 1955-01-01 | 2099-01-01 | Osage City | KS | Osage
3178 | Osawatomie [Paola]CTExisting | CT | 84 | 593960 | CT Gas | SPP | Kansas City Power & Light Co. | Existing | 2003-06-01 | 2099-01-01 | Paola | KS | Miami
3179 | OsawatomieCTCancelled | CT | 5.65 | 76364 | Inactive | SPP | Kansas City Board of Public Utilities | Cancelled | 1950-01-01 | 2099-01-01 | Osawatomie | KS | Miami
3180 | OsborneCTCancelled | CT | 6.65 | 76365 | Inactive | SPP | Aquila MISSOURI | Cancelled | 1992-04-01 | 2099-01-01 | Osborne | KS | Osborne
3181 | Osceola Power Limited PartnersCTCancelled | CT | 65 | 2161 | Retired | Florida | Florida Power & Light Co. | Cancelled | 1996-01-01 | 1997-09-01 | Pahokee | FL | Palm Beach
3182 | Osprey Energy CenterCCExisting | CC | 530 | 76368 | Combined Cycle | Florida | Progress Energy Florida Inc. | Existing | 2004-05-15 | 2099-01-01 | Auburndale | FL | Polk
3183 | Oswego County Energy RecoveryCTCancelled | CT | 3.64 | 76370 | Inactive | NYISO | NYISO - Central Zone (C) | Cancelled | 1986-02-01 | 2099-01-01 | Fulton | NY | Oswego
3184 | Oswego Falls EastHydroCancelled | Hydro | 5.54 | 76371 | Inactive | NYISO | NYISO - Central Zone (C) | Cancelled | 1914-01-01 | 2099-01-01 | Not Given | NY | Oswego
3185 | Oswego Falls WestHydroCancelled | Hydro | 2.5 | 76372 | Inactive | NYISO | NYISO - Central Zone (C) | Cancelled | 1914-01-01 | 2099-01-01 | Not Given | NY | Oswego
3186 | OswegoCTCancelled | CT | 2.3 | 76370 | Inactive | NYISO | NYISO - Central Zone (C) | Cancelled | 1976-02-01 | 2099-01-01 | Oswego | NY | Oswego
3187 | OswegoOtherExisting | Other | 1641.8 | 1466 | ST Oil | NYISO | NYISO - Central Zone (C) | Existing | 1976-02-01 | 2099-01-01 | Oswego | NY | Oswego
3188 | Otis Hydroelectric Co.HydroExisting | Hydro | 10.36 | 76376 | Hydro Run-of-River | ISO New England | Central Maine Power Co. | Existing | 1985-01-01 | 2099-01-01 | Jay | ME | Androscoggin
3189 | Otonabee Hydroelectric ProjectHydroCancelled | Hydro | 5.6 | #N/A | Cancelled | IESO | IESO (Ontario) | Cancelled | 2050-01-01 | 2099-01-01 | Peterborough | ON | Not Applicable
3190 | OTP Small HydrosHydroCancelled | Hydro | 4.53 | #N/A | Inactive | MISO West Region | Otter Tail Power Co. | Cancelled | 1928-08-01 | 2099-01-01 | Fergus Falls | MN | Otter Tail
3191 | Ottauquechee Hydro Co.HydroExisting | Hydro | 1.89 | 76377 | Hydro Run-of-River | ISO New England | Central Vermont Public Service Corp. | Existing | 1987-07-01 | 2099-01-01 | North Hartland | VT | Windsor
3192 | Ottawa (OT)CTCancelled | CT | 29.55 | 76378 | Inactive | SPP | Kansas City Board of Public Utilities | Cancelled | 1967-12-01 | 2099-01-01 | Ottawa | KS | Franklin
3193 | Ottawa Generating StationCTExisting | CT | 5 | 76379 | CT Gas | MISO East Region | Consumers Energy Co. | Existing | 1994-06-21 | 2099-01-01 | Not Given | MI | Ottawa
3194 | Ottawa LandfillCTCancelled | CT | 4.6 | #N/A | Inactive | PJM | Commonwealth Edison Co. | Cancelled | 2001-03-26 | 2099-01-01 | Ottawa | IL | La Salle
3195 | OttawaCCExisting | CC | 68 | #N/A | Combined Cycle | IESO | IESO (Ontario) | Existing | 1992-11-01 | 2099-01-01 | Ottawa | ON | Not Applicable
3196 | Otter Rapids (OPGI)HydroExisting | Hydro | 177 | 609020 | Hydro Storage | IESO | IESO (Ontario) | Existing | 1961-09-26 | 2099-01-01 | Not Given | ON | Not Applicable
3197 | Otto HoldenHydroExisting | Hydro | 242.92 | 609022 | Hydro Storage | IESO | IESO (Ontario) | Existing | 1952-01-01 | 2099-01-01 | Not Given | ON | Not Applicable
3198 | Ottumwa - IESCoalCancelled | Coal | 721.8 | 1767 | Inactive | MISO West Region | Alliant West | Cancelled | 1981-05-01 | 2000-01-01 | Chillicothe | IA | Wapello
3199 | Ottumwa - IESCoalExisting | Coal | 721.8 | 1767 | ST Coal | MISO West Region | Alliant West | Existing | 1981-05-01 | 2099-01-01 | Chillicothe | IA | Wapello
3200 | Ottumwa Water Works & HydroHydroExisting | Hydro | 2 | 76381 | Hydro Run-of-River | MISO West Region | Alliant West | Existing | 1931-01-01 | 2099-01-01 | Ottumwa | IA | Wapello
3201 | Ouachita Power PlantCCExisting | CC | 800 | 2223 | Combined Cycle | Entergy | Central Entergy | Existing | 2002-08-01 | 2099-01-01 | Sterlington | LA | Ouachita
3202 | Outagamie County Landfill CogenCTCancelled | CT | 2.58 | 76382 | Inactive | MISO West Region | We Energies | Cancelled | 1991-09-01 | 2099-01-01 | Appleton | WI | Outagamie
3203 | Outardes 2HydroExisting | Hydro | 446.64 | 608735 | Hydro Run-of-River | Eastern Canada | Hydro-Quebec | Existing | 1978-06-01 | 2099-01-01 | Not Given | PQ | Not Applicable
3204 | Outardes 3HydroExisting | Hydro | 1036 | 587642 | Hydro Run-of-River | Eastern Canada | Hydro-Quebec | Existing | 1969-08-01 | 2099-01-01 | Not Given | PQ | Not Applicable
3205 | Outardes 4HydroExisting | Hydro | 676.2 | 587507 | Hydro Storage | Eastern Canada | Hydro-Quebec | Existing | 1969-12-01 | 2099-01-01 | Not Given | PQ | Not Applicable
3206 | OwatonnaCTCancelled | CT | 9 | 76383 | Inactive | MISO West Region | Southern Minnesota Municipal Power Agency | Cancelled | 1957-05-01 | 2099-01-01 | Owatonna | MN | Steele
3207 | OwatonnaCTExisting | CT | 41 | 76383 | ST Gas | MISO West Region | Southern Minnesota Municipal Power Agency | Existing | 1969-07-01 | 2099-01-01 | Owatonna | MN | Steele
3208 | OwensvilleCTCancelled | CT | 2.99 | 76385 | Inactive | MISO Central Region | AmerenUE | Cancelled | 1939-01-01 | 2099-01-01 | Owensville | MO | Gasconade
3209 | Oxbow Power of North TonawandaCCExisting | CC | 55.34 | 76389 | Combined Cycle | NYISO | NYISO - West Zone (A) | Existing | 1993-06-01 | 2099-01-01 | North Tonawanda | NY | Erie
3210 | Oxford (City Of)OtherExisting | Other | 5.05 | 73684 | CT Oil | SPP | Westar Energy | Existing | 1986-12-01 | 2099-01-01 | Oxford | KS | Sumner
3211 | Oxford (DUPC)HydroExisting | Hydro | 40 | 76392 | Hydro Storage | SERC | Duke Energy Corp. | Existing | 1928-04-01 | 2099-01-01 | Hickory | NC | Catawba
3212 | Oxford (OXFOR)CTCancelled | CT | 2.6 | 76391 | Inactive | MRO US | Nebraska Public Power District | Cancelled | 1953-01-01 | 2099-01-01 | Oxford | NE | Furnas
3213 | Oyster Bay Energy Partners L.CTCancelled | CT | 1.44 | 76396 | Inactive | NYISO | NYISO - Long Island (K) | Cancelled | 1986-07-01 | 2099-01-01 | Old Bethpage | NY | Nassau
3214 | Oyster CreekNuclearExisting | Nuclear | 637 | 76397 | Nuclear | PJM | Jersey Central Power & Light | Existing | 1969-12-01 | 2029-12-01 | Forked River | NJ | Ocean
3215 | Ozark BeachHydroExisting | Hydro | 16 | 76399 | Hydro Run-of-River | SPP | Empire District Electric Co. | Existing | 1931-06-01 | 2099-01-01 | Forsyth | MO | Taney
3216 | OzarkHydroExisting | Hydro | 115 | 76398 | Hydro Storage | SPP | Southwestern Power Administration | Existing | 1973-12-01 | 2099-01-01 | Ozark | AR | Franklin
3217 | P H Glatfelter Co.CTCancelled | CT | 6.5 | 594042 | Inactive | MISO West Region | We Energies | Cancelled | 1950-01-01 | 2099-01-01 | Neenah | WI | Winnebago
3218 | P H GLATFELTER COMPANYCoalCancelled | Coal | 24.58 | 1969 | Inactive | PJM | Metropolitan Edison | Cancelled | 1962-01-01 | 2099-01-01 | Spring Grove | PA | York
3219 | P H GLATFELTER COMPANYCoalExisting | Coal | 66.2 | 1969 | ST Coal | PJM | Metropolitan Edison | Existing | 1962-08-01 | 2099-01-01 | Spring Grove | PA | York
3220 | P.L. BartowOtherExisting | Other | 666 | 2349 | ST Oil | Florida | Progress Energy Florida Inc. | Existing | 1958-09-01 | 2099-01-01 | Saint Petersburg | FL | Pinellas
3221 | Packaging Corp Of AmericaCTExisting | CT | 15 | 76428 | ST Gas | SERC | Southern Company | Existing | 1953-09-01 | 2099-01-01 | Valdosta | GA | Lowndes
3222 | Packaging Corporation of America (WI)CoalCancelled | Coal | 13.5 | 77601 | Inactive | MISO West Region | Wisconsin Public Power, Inc. System | Cancelled | 1948-06-01 | 2099-01-01 | Tomahawk | WI | Lincoln
3223 | Packaging Corporation of America (WI)HydroCancelled | Hydro | 3 | 77601 | Inactive | MISO West Region | Wisconsin Public Power, Inc. System | Cancelled | 1920-01-01 | 2099-01-01 | Tomahawk | WI | Lincoln
3224 | Paddys RunCTExisting | CT | 216 | 76430 | CT Gas | TVA | E.ON U.S. (LG&E) | Existing | 1968-06-01 | 2099-01-01 | Louisville | KY | Jefferson
3225 | Painesville (Pvill)OtherExisting | Other | 6 | 606977 | CT Oil | MISO East Region | FirstEnergy Ohio | Existing | 2000-04-01 | 2099-01-01 | Painesville | OH | Lake
3226 | PainesvilleCoalExisting | Coal | 33 | 1512 | ST Coal | MISO East Region | FirstEnergy Ohio | Existing | 1990-02-01 | 2099-01-01 | Painesville | OH | Lake
3227 | Palatka OperationsCoalExisting | Coal | 75 | 76437 | ST Coal | Florida | Florida Power & Light Co. | Existing | 1965-06-01 | 2099-01-01 | Palatka | FL | Putnam
3228 | Palatka OperationsCTCancelled | CT | 12.5 | 76437 | Inactive | Florida | Florida Power & Light Co. | Cancelled | 1956-06-01 | 2099-01-01 | Palatka | FL | Putnam
3229 | Palisades (CEC)NuclearExisting | Nuclear | 810 | 76440 | Nuclear | MISO East Region | Consumers Energy Co. | Existing | 1972-03-01 | 2032-03-01 | Covert | MI | Van Buren
3230 | Palmetto Energy CenterCCCancelled | CC | 905 | 588002 | Cancelled | SERC | Duke Energy Corp. | Cancelled | 2050-01-01 | 2099-01-01 | Not Given | SC | York
3231 | Palmyra Municipal 2OtherExisting | Other | 7 | 76443 | CT Oil | TVA | Associated Electric Coop, Inc. | Existing | 1991-12-01 | 2099-01-01 | Not Given | MO | Marion
3232 | Palmyra MunicipalOtherExisting | Other | 7.18 | 76442 | CT Oil | TVA | Associated Electric Coop, Inc. | Existing | 1939-01-01 | 2099-01-01 | Palmyra | MO | Marion
3233 | Panda Brandywine Cogeneration FacilityCCExisting | CC | 230 | 2086 | Combined Cycle | PJM | Potomac Electric Power Co. | Existing | 1996-10-01 | 2099-01-01 | Brandywine | MD | Prince Georges
3234 | Panda Culloden LPCCCancelled | CC | 1000 | 76449 | Cancelled | PJM | AEP Appalachian | Cancelled | 2004-06-01 | 2099-01-01 | Culloden | WV | Cabell
3235 | Panda-Rosemary Limited PartnerCCExisting | CC | 198 | 1983 | Combined Cycle | PJM | Dominion | Existing | 1990-12-01 | 2099-01-01 | Roanoke Rapids | NC | Halifax
3236 | Panduit Corporation - Tinley ParkCTCancelled | CT | 1.52 | 76452 | Inactive | PJM | Commonwealth Edison Co. | Cancelled | 1994-05-01 | 2099-01-01 | Tinley Park | IL | Cook
3237 | PanoraCTCancelled | CT | 2.5 | 76454 | Inactive | MISO West Region | Alliant West | Cancelled | 1988-01-01 | 2099-01-01 | Not Given | IA | Guthrie
3238 | Panther Creek Energy FacilityCoalExisting | Coal | 88 | 1998 | ST Coal | PJM | Metropolitan Edison | Existing | 1992-07-01 | 2099-01-01 | Nesquehoning | PA | Carbon
3239 | Papillion Creek Wastewater Treatment PlantCTCancelled | CT | 1.5 | 76459 | Inactive | MRO US | Omaha Public Power District | Cancelled | 1987-01-01 | 2099-01-01 | Omaha | NE | Douglas
3240 | Paradise (NS)HydroExisting | Hydro | 5.4 | 609295 | Hydro Run-of-River | Eastern Canada | Nova Scotia Power Corp. | Existing | 1950-01-01 | 2099-01-01 | Not Given | NS | Not Applicable
3241 | Paradise (TVA)CoalExisting | Coal | 2296 | 2467 | ST Coal | TVA | Tennessee Valley Authority | Existing | 1963-11-01 | 2099-01-01 | Drakesboro | KY | Muhlenberg
3242 | Paragould TurbineCTExisting | CT | 14.14 | 76462 | CT Gas | SPP | Southwestern Power Administration | Existing | 1990-08-01 | 2099-01-01 | Paragould | AR | Greene
3243 | ParagouldCTCancelled | CT | 4.1 | 76460 | Retired | SPP | Southwestern Power Administration | Cancelled | 1939-01-01 | 2002-01-01 | Paragould | AR | Greene
3244 | Paris (PCU)CTCancelled | CT | 11.08 | 76466 | Inactive | TVA | E.ON U.S. (LG&E) | Cancelled | 1934-01-01 | 2099-01-01 | Paris | KY | Bourbon
3245 | Paris (WEP)CTExisting | CT | 400 | 76467 | CT Gas | MISO West Region | We Energies | Existing | 1995-03-10 | 2099-01-01 | Union Grove | WI | Kenosha
3246 | ParishvilleHydroExisting | Hydro | 3 | 76469 | Hydro Run-of-River | NYISO | NYISO - North Zone (D) | Existing | 1925-01-01 | 2099-01-01 | Parishville | NY | St. Lawrence
3247 | Park MillHydroCancelled | Hydro | 2.32 | 76472 | Inactive | MISO West Region | Wisconsin Public Service Corp. | Cancelled | 1946-01-01 | 2099-01-01 | Marinette | WI | Marinette
3248 | ParksideCTCancelled | CT | 5.49 | 76478 | Inactive | MISO Central Region | AmerenCIPS | Cancelled | 2000-04-01 | 2099-01-01 | Not Given | IL | Not Applicable
3249 | Parlin ProjectCCCancelled | CC | 133 | #N/A | Retired | PJM | Jersey Central Power & Light | Cancelled | 1991-06-01 | 2006-04-10 | Parlin | NJ | Middlesex
3250 | Parr SteamOtherExisting | Other | 76 | 1566 | CT Oil | SERC | South Carolina Electric & Gas Co. | Existing | 1971-06-01 | 2099-01-01 | Jenkinsville | SC | Fairfield
3251 | ParrHydroExisting | Hydro | 13.98 | 76479 | Hydro Run-of-River | SERC | South Carolina Electric & Gas Co. | Existing | 1914-08-01 | 2099-01-01 | Jenkinsville | SC | Fairfield
3252 | Pasco Cogen LimitedCCExisting | CC | 124.11 | 2057 | Combined Cycle | Florida | Progress Energy Florida Inc. | Existing | 1993-07-01 | 2099-01-01 | Dade City | FL | Pasco
3253 | Pasco Cogen LimitedCTCancelled | CT | 2.48 | 2057 | Inactive | Florida | Progress Energy Florida Inc. | Cancelled | 1993-07-01 | 2099-01-01 | Dade City | FL | Pasco
3254 | Pasco County Solid Waste ResouOtherExisting | Other | 31.2 | 76486 | ST Other | Florida | Progress Energy Florida Inc. | Existing | 1991-05-01 | 2099-01-01 | Spring Hill | FL | Pasco
3255 | Pasco Power ProjectCTExisting | CT | 474 | 78110 | CT Gas | Florida | Progress Energy Florida Inc. | Existing | 2002-03-11 | 2099-01-01 | Shady Hills | FL | Pasco
3256 | Passaic Valley Water CommissioHydroCancelled | Hydro | 2.4 | 76487 | Inactive | PJM | Public Service Electric & Gas Co. | Cancelled | 1935-01-01 | 2099-01-01 | Clifton | NJ | Passaic
3257 | PathfinderCTCancelled | CT | 72.38 | 1572 | Retired | MISO West Region | Northern States Power Co. | Cancelled | 1969-01-01 | 2001-06-01 | Sioux Falls | SD | Minnehaha
3258 | PatokaCTExisting | CT | 270 | 74591 | CT Gas | MISO Central Region | AmerenUE | Existing | 2001-04-10 | 2099-01-01 | Kinmundy | IL | Marion
3259 | PauganHydroExisting | Hydro | 232.7 | 608747 | Hydro Run-of-River | Eastern Canada | Hydro-Quebec | Existing | 1956-02-01 | 2099-01-01 | Not Given | PQ | Not Applicable
3260 | PauldingOtherExisting | Other | 20 | 76493 | CT Oil | SERC | South Mississippi Electric Power Association | Existing | 1972-01-01 | 2099-01-01 | Paulding | MS | Jasper
3261 | PaullinaCTCancelled | CT | 1.25 | 76494 | Inactive | MRO US | WAPA Billings East (UM-East) NEBRASKA & IOWA | Cancelled | 1947-01-01 | 2099-01-01 | Paullina | IA | O'Brien
3262 | PawhuskaCTExisting | CT | 7.14 | 76497 | CT Gas | SPP | Oklahoma Municipal Power Authority | Existing | 1954-08-01 | 2099-01-01 | Pawhuska | OK | Osage
3263 | Pawtucket Power Assoc.CCExisting | CC | 69.26 | 76499 | Combined Cycle | ISO New England | National Grid - Rhode Island | Existing | 1991-02-01 | 2099-01-01 | Pawtucket | RI | Providence
3264 | Paxton Creek CogenCTExisting | CT | 12.6 | 76060 | ST Gas | PJM | PPL Electric Utilities Corp. | Existing | 1986-08-01 | 2099-01-01 | Harrisburg | PA | Dauphin
3265 | Payne Creek Generating FacilityCCExisting | CC | 572 | 2241 | Combined Cycle | Florida | Seminole Electric Coop, Inc. | Existing | 2002-01-01 | 2099-01-01 | Not Given | FL | Hardee
3266 | Payne Creek Generating FacilityCTExisting | CT | 310 | 2241 | CT Gas | Florida | Seminole Electric Coop, Inc. | Existing | 2006-12-11 | 2099-12-01 | Not Given | FL | Hardee
3267 | Pea RidgeCTExisting | CT | 15 | 76503 | CT Gas | SERC | Southern Company | Existing | 1998-04-01 | 2099-01-01 | Not Given | FL | Not Applicable
3268 | Peace ValleyCCCancelled | CC | 1200 | 588067 | Indefinitely Postponed | SERC | Southern Company | Cancelled | 2050-01-01 | 2099-01-01 | Columbus | GA | Muscogee
3269 | Peace ValleyCTCancelled | CT | 350 | 588067 | Indefinitely Postponed | SERC | Southern Company | Cancelled | 2050-01-01 | 2099-01-01 | Columbus | GA | Muscogee
3270 | Peach BottomCTCancelled | CT | 1 | 76505 | Inactive | PJM | PECO Energy Co. | Cancelled | 1974-07-01 | 2099-01-01 | Delta | PA | York
3271 | Peach BottomNuclearExisting | Nuclear | 2238 | 76505 | Nuclear | PJM | PECO Energy Co. | Existing | 1974-07-01 | 2033-08-01 | Delta | PA | York
3272 | Peaks Island DieselCTCancelled | CT | 1.7 | 76507 | Inactive | ISO New England | Central Maine Power Co. | Cancelled | 1940-01-01 | 2099-01-01 | Peaks Island | ME | Cumberland
3273 | PearlCoalExisting | Coal | 22 | 76508 | ST Coal | MISO Central Region | AmerenCIPS | Existing | 1967-01-01 | 2099-01-01 | Pearl | IL | Pike
3274 | PearlOtherExisting | Other | 21 | 76508 | CT Oil | MISO Central Region | AmerenCIPS | Existing | 1973-06-01 | 2099-01-01 | Pearl | IL | Pike
3275 | Pearson International AirportCCExisting | CC | 117 | 736790 | Combined Cycle | IESO | IESO (Ontario) | Existing | 2005-12-02 | 2099-12-01 | Toronto | PQ | Not Applicable
3276 | Peavy FallsHydroExisting | Hydro | 16 | 76509 | Hydro Run-of-River | MISO West Region | We Energies | Existing | 1943-01-01 | 2099-01-01 | Crystal Falls | MI | Iron
3277 | Pedricktown Cogeneration PlantCCExisting | CC | 134.64 | 1877 | Combined Cycle | PJM | Atlantic City Electric Co. | Existing | 1992-03-01 | 2099-01-01 | Pedricktown | NJ | Salem
3278 | Pee Dee (Lspow)CoalCancelled | Coal | 1100 | 870656 | Cancelled | SERC | Santee Cooper | Cancelled | 2050-01-01 | 2099-01-01 | Not Given | SC | Marion
3279 | Peel Resources RecoveryOtherExisting | Other | 15 | #N/A | ST Other | IESO | IESO (Ontario) | Existing | 2000-01-01 | 2099-01-01 | Brampton | ON | Not Applicable
3280 | PellaCoalExisting | Coal | 39 | 76518 | ST Coal | MRO US | MidAmerican Energy Co. | Existing | 1964-05-01 | 2099-01-01 | Pella | IA | Marion
3281 | Pelzer-LowerHydroCancelled | Hydro | 3.3 | 76522 | Inactive | SERC | Duke Energy Corp. | Cancelled | 1990-01-01 | 2099-01-01 | Williamston | SC | Anderson
3282 | Pelzer-UpperHydroCancelled | Hydro | 2 | 76523 | Inactive | SERC | Duke Energy Corp. | Cancelled | 1990-01-01 | 2099-01-01 | Pelzer | SC | Anderson
3283 | Pembroke HydroHydroCancelled | Hydro | 2.75 | 76524 | Inactive | ISO New England | Northeast Utilities - New Hampshire | Cancelled | 1986-01-01 | 2099-01-01 | Suncook | NH | Merrimack
3284 | Penacook Lower FallsHydroCancelled | Hydro | 4.61 | 405255 | Inactive | ISO New England | Northeast Utilities - New Hampshire | Cancelled | 1984-11-01 | 2099-01-01 | Not Given | NH | Merrimack
3285 | Penacook Upper FallsHydroExisting | Hydro | 3.6 | 73324 | Hydro Run-of-River | ISO New England | Northeast Utilities - New Hampshire | Existing | 1986-12-01 | 2099-01-01 | Not Given | NH | Merrimack
3286 | PenderCTCancelled | CT | 4.7 | 76525 | Inactive | MRO US | Nebraska Public Power District | Cancelled | 1939-01-01 | 2099-01-01 | Pender | NE | Thurston
3287 | PennsburyCTExisting | CT | 66 | 76527 | ST Gas | PJM | PECO Energy Co. | Existing | 1997-01-01 | 2099-01-01 | Not Given | PA | Not Applicable
3288 | Pennsylvania Wind EnergyWindCancelled | Wind | 2.6 | #N/A | Inactive | PJM | PPL Electric Utilities Corp. | Cancelled | 1999-12-31 | 2099-01-01 | Hazleton | PA | Luzerne
3289 | Peno CreekCTExisting | CT | 238.92 | 76528 | CT Gas | MISO Central Region | AmerenUE | Existing | 2002-05-24 | 2099-01-01 | Bowling Green | MO | Pike
3290 | Penobscot Energy Recovery Project (PENOER)OtherExisting | Other | 23.53 | 76529 | ST Other | ISO New England | Bangor Hydro-Electric Co. | Existing | 1987-11-01 | 2099-01-01 | Orrington | ME | Penobscot
3291 | Pensacola Florida PlantCTExisting | CT | 100 | 1900 | CT Gas | SERC | Southern Company | Existing | 1993-07-01 | 2099-01-01 |  | FL | ESCAMBIA
3292 | PensacolaHydroExisting | Hydro | 96.5 | 76531 | Hydro Storage | SPP | Grand River Dam Authority | Existing | 1940-01-01 | 2099-01-01 | Langley | OK | Mayes
3293 | Peoples Generating StationCTExisting | CT | 4 | 76534 | CT Gas | MISO East Region | Consumers Energy Co. | Existing | 1995-09-01 | 2099-01-01 | Birch Run | MI | Saginaw
3294 | Pepperell Paper Co. IncorHydroExisting | Hydro | 1.2 | 76537 | Hydro Run-of-River | ISO New England | NSTAR Commonwealth | Existing | 1992-01-01 | 2099-01-01 | Pepperell | MA | Middlesex
3295 | Pepperell Power Assoc. L/CTExisting | CT | 33.13 | 76537 | CT Gas | ISO New England | National Grid - WCMA | Existing | 1989-12-01 | 2099-01-01 | Pepperell | MA | Middlesex
3296 | PeribonkaHydroUnder Construction | Hydro | 385 | 605882 | Hydro Run-of-River | Eastern Canada | Hydro-Quebec | Under Construction | 2007-12-01 | 2099-01-01 | Not Given | PQ | Not Applicable
3297 | Perry (CEI)NuclearExisting | Nuclear | 1260 | 76541 | Nuclear | MISO East Region | FirstEnergy Ohio | Existing | 1987-11-01 | 2030-01-01 | North Perry | OH | Lake
3298 | Perry County (Arch Coal)CoalCancelled | Coal | 1500 | #N/A | Indefinitely Postponed | MISO Central Region | AmerenIP | Cancelled | 2050-01-01 | 2099-01-01 | Pinckneyville | IL | Perry
3299 | Perry KCoalCancelled | Coal | 20 | 76542 | Inactive | MISO Central Region | Indianapolis Power & Light Co. | Cancelled | 1925-01-01 | 2099-01-01 | Indianapolis | IN | Marion
3300 | Perry Wind FarmWindPlanned | Wind | 90 | #N/A | Wind | NYISO | NYISO - West Zone (A) | Planned | 2008-01-01 | 2099-12-01 | Not Given | NY | Wyoming
3301 | PerrymanCTExisting | CT | 173 | 1331 | CT Gas | PJM | Baltimore Gas & Electric Co. | Existing | 1995-06-01 | 2099-01-01 | Perryman | MD | Harford
3302 | PerrymanOtherExisting | Other | 244 | 1331 | CT Oil | PJM | Baltimore Gas & Electric Co. | Existing | 1972-01-01 | 2099-01-01 | Perryman | MD | Harford
3303 | Perryville Power StationCCCancelled | CC | 250 | 2229 | Cancelled | Entergy | Entergy North | Cancelled | 2004-06-01 | 2099-01-01 | Monroe | LA | Ouachita
3304 | Perryville Power StationCCExisting | CC | 757 | 2229 | Combined Cycle | Entergy | Central Entergy | Existing | 2002-07-01 | 2099-01-01 | Monroe | LA | Ouachita
3305 | Perryville Power StationCTExisting | CT | 170 | 2229 | CT Gas | Entergy | Central Entergy | Existing | 2001-06-15 | 2099-01-01 | Monroe | LA | Ouachita
3306 | Person County Industrial ParkCCCancelled | CC | 1100 | 587908 | Cancelled | SERC | Progress Energy Carolina Inc. | Cancelled | 2005-06-01 | 2099-01-01 | Roxboro | NC | Person
3307 | Peru (PERU)CoalCancelled | Coal | 34.65 | 76544 | Inactive | MISO Central Region | Duke (Cinergy) | Cancelled | 1959-02-01 | 2099-01-01 | Peru | IN | Miami
3308 | Peru (PMED)CTCancelled | CT | 7.5 | 76545 | Retired | MISO Central Region | AmerenCIPS | Cancelled | 1960-01-01 | 2002-05-01 | Peru | IL | La Salle
3309 | Peru (PMED)HydroCancelled | Hydro | 7 | 76545 | Inactive | MISO Central Region | AmerenCIPS | Cancelled | 1996-09-01 | 2099-01-01 | Peru | IL | La Salle
3310 | Peru (PMED)OtherExisting | Other | 64 | 76545 | CT Oil | MISO Central Region | AmerenCIPS | Existing | 1968-01-01 | 2099-01-01 | Peru | IL | La Salle
3311 | Pete 1 (IP&L)CoalExisting | Coal | 1717 | 2416 | ST Coal | MISO Central Region | Indianapolis Power & Light Co. | Existing | 1986-04-01 | 2099-01-01 | Petersburg | IN | Pike
3312 | Pete 1 (IP&L)CTCancelled | CT | 8 | 2416 | Inactive | MISO Central Region | Indianapolis Power & Light Co. | Cancelled | 1967-08-01 | 2099-01-01 | Petersburg | IN | Pike
3313 | PetenwellHydroExisting | Hydro | 21 | 76547 | Hydro Run-of-River | MISO West Region | Wisconsin Public Service Corp. | Existing | 1949-10-01 | 2099-01-01 | Not Given | WI | Adams
3314 | Peterson (CVPSC)HydroCancelled | Hydro | 6.35 | 76551 | Inactive | ISO New England | Central Vermont Public Service Corp. | Cancelled | 1948-02-01 | 2099-01-01 | Milton | VT | Chittenden
3315 | Pheasant Run Landfill Gas RecoCTCancelled | CT | 2.4 | 76555 | Inactive | MISO West Region | We Energies | Cancelled | 1992-02-01 | 2099-01-01 | Bristol | WI | Kenosha
3316 | Phesant Run 2CTCancelled | CT | 3.2 | 76555 | Inactive | MISO West Region | We Energies | Cancelled | 1999-01-01 | 2099-01-01 | Bristol | WI | Kenosha
3317 | Philadelphia CorporationHydroCancelled | Hydro | 3.65 | 76562 | Inactive | NYISO | NYISO - Mohawk Valley Zone (E) | Cancelled | 1986-11-01 | 2099-01-01 | Philadelphia | NY | Jefferson
3318 | Philadelphia RoadOtherExisting | Other | 68 | 76561 | CT Oil | PJM | Baltimore Gas & Electric Co. | Existing | 1970-08-01 | 2099-01-01 | Not Given | MD | Baltimore City
3319 | Philadelphia Water ProjectCTExisting | CT | 22 | 76560 | CT Gas | PJM | PECO Energy Co. | Existing | 1993-05-01 | 2099-01-01 | Philadelphia | PA | Philadelphia
3320 | Phillips (ORION)CoalCancelled | Coal | 310 | 1525 | Retired | PJM | Duquesne Light Co. | Cancelled | 1943-01-01 | 2001-01-01 | South Heights | PA | Allegheny
3321 | Philpott LakeHydroExisting | Hydro | 15.6 | 76566 | Hydro Run-of-River | PJM | AEP Appalachian | Existing | 1953-08-01 | 2099-01-01 | Not Given | VA | Henry
3322 | Phoenix Chemical Co.CTCancelled | CT | 3.5 | #N/A | Retired | MISO West Region | Alliant West | Cancelled | 1965-09-01 | 2001-01-01 | East Dubuque | IL | Jo Daviess
3323 | Phoenix Hydro ProjectHydroCancelled | Hydro | 2.7 | 76568 | Inactive | NYISO | NYISO - Central Zone (C) | Cancelled | 1990-12-01 | 2099-01-01 | Phoenix | NY | Oswego
3324 | Phoenixville (Intergen)CCCancelled | CC | 1020 | 588196 | Cancelled | PJM | PECO Energy Co. | Cancelled | 2004-06-01 | 2099-01-01 | Phoenixville | PA | Chester
3325 | PickeringNuclearCancelled | Nuclear | 1030 | 609025 | Retired | IESO | IESO (Ontario) | Cancelled | 1971-12-30 | 1997-12-01 | Not Given | ON | Not Applicable
3326 | PickeringNuclearExisting | Nuclear | 3094 | 609025 | Nuclear | IESO | IESO (Ontario) | Existing | 2005-09-30 | 2099-01-01 | Not Given | ON | Not Applicable
3327 | PickeringWindCancelled | Wind | 1.8 | #N/A | Inactive | IESO | IESO (Ontario) | Cancelled | 2001-08-29 | 2099-01-01 | Not Given | ON | Not Applicable
3328 | PickwickHydroExisting | Hydro | 203.6 | 76569 | Hydro Storage | TVA | Tennessee Valley Authority | Existing | 1952-10-01 | 2099-01-01 | Pickwick Dam | TN | Hardin
3329 | PicwayCoalExisting | Coal | 100 | 1498 | ST Coal | PJM | AEP Ohio | Existing | 1955-11-01 | 2099-01-01 | Lockbourne | OH | Pickaway
3330 | Piedmont Hydro Power ProjectHydroCancelled | Hydro | 1 | 76570 | Inactive | SERC | Duke Energy Corp. | Cancelled | 1989-01-01 | 2099-01-01 | Piedmont | SC | Anderson
3331 | PiercefieldHydroCancelled | Hydro | 3 | 76573 | Inactive | NYISO | NYISO - Mohawk Valley Zone (E) | Cancelled | 1957-01-01 | 2099-01-01 | Piercefield | NY | St. Lawrence
3332 | PierceOtherCancelled | Other | 16 | #N/A | Inactive | ISO New England | Northeast Utilities - SW Connecticut | Cancelled | 1953-08-01 | 2099-01-01 | Wallingford | CT | New Haven
3333 | Pierre 1CoalCancelled | Coal | 2000 | #N/A | Indefinitely Postponed | MRO US | WAPA Billings East (UM-East) NEBRASKA & IOWA | Cancelled | 2050-01-01 | 2099-01-01 | Pierre | SD | Hughes
3334 | Pike County WindWindCancelled | Wind | 100 | 879110 | Inactive | MISO Central Region | AmerenCIPS | Cancelled | 2007-12-31 | 2099-12-01 | Not Given | IL | Pike
3335 | Pilgrim Nuclear Generating StationNuclearExisting | Nuclear | 680 | 76578 | Nuclear | ISO New England | NSTAR Boston | Existing | 1972-12-01 | 2032-06-01 | Plymouth | MA | Plymouth
3336 | PillagerHydroExisting | Hydro | 2 | 76579 | Hydro Run-of-River | MISO West Region | Minnesota Power, Inc. | Existing | 1917-01-01 | 2099-01-01 | Pillager | MN | Cass
3337 | PinckneyvilleCTExisting | CT | 352 | 76583 | CT Gas | MISO Central Region | AmerenCIPS | Existing | 2000-06-30 | 2099-01-01 | Pinckneyville | IL | Perry
3338 | Pine BendCTExisting | CT | 12 | 76586 | CT Gas | MISO West Region | Northern States Power Co. | Existing | 1996-01-01 | 2099-01-01 | Inver Grove Heights | MN | Dakota
3339 | Pine Bluff Energy Center (SKYSER)CCExisting | CC | 213.3 | 2112 | Combined Cycle | Entergy | Entergy North | Existing | 2001-09-24 | 2099-01-01 | Pine Bluff | AR | Jefferson
3340 | Pine FallsHydroExisting | Hydro | 92.98 | 608462 | Hydro Run-of-River | MRO Canada - Manitoba | Manitoba Hydro | Existing | 1951-11-01 | 2099-01-01 | Not Given | MB | Not Applicable
3341 | Pine PortageHydroExisting | Hydro | 133 | 609035 | Hydro Storage | IESO | IESO (Ontario) | Existing | 1950-07-17 | 2099-01-01 | Nipigon | ON | Not Applicable
3342 | Pine Street (SEAW)CTCancelled | CT | 7.28 | 76592 | Inactive | MISO East Region | Detroit Edison Co. | Cancelled | 1996-05-01 | 2099-01-01 | Sebewaing | MI | Huron
3343 | Pine Tree AcresCTCancelled | CT | 4 | 76593 | Inactive | MISO East Region | Detroit Edison Co. | Cancelled | 1998-05-01 | 2099-01-01 | Lenox | MI | Macomb
3344 | PineHydroExisting | Hydro | 4 | 76585 | Hydro Run-of-River | MISO West Region | We Energies | Existing | 1922-07-01 | 2099-01-01 | Florence | WI | Florence
3345 | Pinelawn Power BabylonCCExisting | CC | 79.9 | 632045 | Combined Cycle | NYISO | NYISO - Long Island (K) | Existing | 2005-09-30 | 2099-01-01 | West Babylon | NY | Suffolk
3346 | Pinellas County Resource RecovOtherExisting | Other | 67.58 | 76597 | ST Other | Florida | Progress Energy Florida Inc. | Existing | 1983-04-01 | 2099-01-01 | Saint Petersburg | FL | Pinellas
3347 | PinevilleCoalCancelled | Coal | 33 | 76601 | Retired | TVA | E.ON U.S. (LG&E) | Cancelled | 1951-07-01 | 2002-01-01 | Fourmile | KY | Bell
3348 | Piney Creek ProjectCoalExisting | Coal | 36 | 76604 | ST Coal | PJM | Pennsylvania Electric | Existing | 1992-12-17 | 2099-01-01 | Clarion | PA | Clarion
3349 | PineyHydroExisting | Hydro | 28 | 76603 | Hydro Run-of-River | PJM | Pennsylvania Electric | Existing | 1928-02-01 | 2099-01-01 | Clarion | PA | Clarion
3350 | PinnaclesHydroExisting | Hydro | 10.5 | 76603 | Hydro Run-of-River | PJM | AEP Appalachian | Existing | 1938-06-01 | 2099-01-01 | Danville | VA | Danville
3351 | Pioneer Hydropower Inc.HydroCancelled | Hydro | 1.6 | #N/A | Inactive | ISO New England | National Grid - WCMA | Cancelled | 1984-03-01 | 2099-01-01 | Ware | MA | Hampshire
3352 | PiquaCoalCancelled | Coal | 25.81 | 76609 | Inactive | PJM | Dayton Power & Light Co. | Cancelled | 1947-01-01 | 2099-01-01 | Piqua | OH | Miami
3353 | PiquaCoalExisting | Coal | 20 | 76609 | ST Coal | PJM | Dayton Power & Light Co. | Existing | 1961-01-01 | 2099-01-01 | Piqua | OH | Miami
3354 | PiquaOtherExisting | Other | 36.5 | 73141 | CT Oil | PJM | Dayton Power & Light Co. | Existing | 1989-12-01 | 2099-01-01 | Piqua | OH | Miami
3355 | PirkeyCoalExisting | Coal | 580.1 | 1809 | ST Coal | SPP | AEP West - SPP | Existing | 1985-01-01 | 2099-01-01 | Hallsville | TX | Harrison
3356 | Pittsburg Power PlantCCCancelled | CC | 491 | 588140 | Cancelled | SPP | AEP West - SPP | Cancelled | 2003-06-01 | 2099-01-01 | Pittsburg | OK | Pittsburg
3357 | Pittsfield (CONHYD)HydroCancelled | Hydro | 1 | 76619 | Inactive | ISO New England | Central Maine Power Co. | Cancelled | 1988-01-01 | 2099-01-01 | Pittsfield | ME | Somerset
3358 | Pittsfield (SPC)OtherExisting | Other | 8.3 | 76620 | CT Oil | MISO Central Region | AmerenCIPS | Existing | 1948-01-01 | 2099-01-01 | Not Given | IL | Pike
3359 | PittsfordHydroCancelled | Hydro | 3.45 | 76621 | Inactive | ISO New England | Central Vermont Public Service Corp. | Cancelled | 1914-02-01 | 2099-01-01 | Not Given | VT | Rutland
3360 | Placid 12OtherExisting | Other | 14 | 76622 | CT Oil | MISO East Region | Detroit Edison Co. | Existing | 1970-11-01 | 2099-01-01 | Not Given | MI | Oakland
3361 | Plainview Municipal PowerCTCancelled | CT | 3.25 | 76625 | Inactive | MRO US | Nebraska Public Power District | Cancelled | 1949-01-01 | 2099-01-01 | Plainview | NE | Pierce
3362 | Plant C CausticCTCancelled | CT | 3.4 | 76628 | Inactive | Entergy | Entergy South | Cancelled | 1986-10-01 | 2099-01-01 | Lake Charles | LA | Calcasieu
3363 | Plant FourCTCancelled | CT | 24 | 76630 | Inactive | MISO West Region | We Energies | Cancelled | 1979-05-01 | 2099-01-01 | Not Given | MI | Marquette
3364 | Plant FranklinCCCancelled | CC | 570 | 74510 | Indefinitely Postponed | SERC | Southern Company | Cancelled | 2050-01-01 | 2099-01-01 | Not Given | AL | Lee
3365 | Plant FranklinCCExisting | CC | 1140 | 74510 | Combined Cycle | SERC | Southern Company | Existing | 2002-06-01 | 2099-01-01 | Not Given | AL | Lee
3366 | Plant HarrisCCExisting | CC | 1260 | 72973 | Combined Cycle | SERC | Southern Company | Existing | 2003-06-01 | 2099-01-01 | Autaugaville | AL | Autauga
3367 | Plant Kraft (Port Wentworth)CoalExisting | Coal | 196.4 | 2377 | ST Coal | SERC | Southern Company | Existing | 1961-05-01 | 2099-01-01 | Port Wentworth | GA | Chatham
3368 | Plant Kraft (Port Wentworth)CTExisting | CT | 135.12 | 2377 | ST Gas | SERC | Southern Company | Existing | 1972-03-01 | 2099-01-01 | Port Wentworth | GA | Chatham
3369 | Plant No 2 (AUGME)CTExisting | CT | 14 | 76638 | CT Gas | SPP | Westar Energy | Existing | 1968-10-01 | 2099-01-01 | Augusta | KS | Butler
3370 | Plant No 2 (Equus)CTExisting | CT | 47 | 76636 | CT Gas | NYISO | NYISO - Long Island (K) | Existing | 2004-07-01 | 2099-12-01 | Freeport | NY | Nassau
3371 | Plant No 2 (FREEP)CTCancelled | CT | 19.22 | 76638 | Retired | NYISO | NYISO - Long Island (K) | Cancelled | 1969-03-01 | 2004-04-01 | Freeport | NY | Nassau
3372 | Plant No 2 (FREEP)CTExisting | CT | 45 | 76636 | CT Gas | NYISO | NYISO - Long Island (K) | Existing | 2004-04-01 | 2099-01-01 | Freeport | NY | Nassau
3373 | Plant No 2 (FREEP)OtherExisting | Other | 18.18 | 76636 | CT Oil | NYISO | NYISO - Long Island (K) | Existing | 1973-05-01 | 2099-01-01 | Freeport | NY | Nassau
3374 | Plant No. 1 - AUGMECTExisting | CT | 8.64 | 76631 | CT Gas | SPP | Westar Energy | Existing | 1949-12-01 | 2099-01-01 | Augusta | KS | Butler
3375 | Plant No. 1 - AUGMEOtherExisting | Other | 1.11 | 76631 | CT Oil | SPP | Westar Energy | Existing | 1929-01-01 | 2099-01-01 | Augusta | KS | Butler
3376 | Plant No. 1 - FREEPCTCancelled | CT | 12.32 | 76632 | Inactive | NYISO | NYISO - Long Island (K) | Cancelled | 1941-01-01 | 2099-01-01 | Freeport | NY | Nassau
3377 | Plant TwoHydroCancelled | Hydro | 3.2 | #N/A | Inactive | MISO West Region | We Energies | Cancelled | 1919-01-01 | 2099-01-01 | Not Given | MI | Marquette
3378 | Plant X (SWPS)CTExisting | CT | 444 | 1611 | ST Gas | SPP | Southwestern Public Service Co. | Existing | 1952-05-01 | 2099-01-01 | Earth | TX | Lamb
3379 | Plaquemine (Plaqu)CTExisting | CT | 44 | 76641 | ST Gas | SPP | Louisiana Energy & Power Authority | Existing | 1971-12-01 | 2099-01-01 | Plaquemine | LA | Iberville
3380 | Plaquemine (Plaqu)OtherExisting | Other | 2 | #N/A | CT Oil | SPP | Louisiana Energy & Power Authority | Existing | 1988-01-01 | 2099-01-01 | Plaquemine | LA | Iberville
3381 | PlatteCoalExisting | Coal | 109 | 2251 | ST Coal | MRO US | Nebraska Public Power District | Existing | 1982-12-01 | 2099-01-01 | Grand Island | NE | Hall
3382 | Pleasant Hill (MIDAM)OtherExisting | Other | 196 | 76644 | CT Oil | MRO US | MidAmerican Energy Co. | Existing | 1990-06-01 | 2099-01-01 | Des Moines | IA | Polk
3383 | Pleasant PrairieCoalExisting | Coal | 1234 | 1750 | ST Coal | MISO West Region | We Energies | Existing | 1980-06-01 | 2099-01-01 | Pleasant Prairie | WI | Kenosha
3384 | Pleasant Valley (HARRI)CTExisting | CT | 14 | 606957 | CT Gas | PJM | Dominion | Existing | 1998-01-01 | 2099-01-01 | Harrisonburg | VA | Rockingham
3385 | Pleasant Valley StationCTExisting | CT | 492.6 | 76646 | CT Gas | MISO West Region | Great River Energy | Existing | 2001-05-01 | 2099-01-01 | Dexter | MN | Mower
3386 | Pleasants CountyCTExisting | CT | 340 | 76647 | CT Gas | PJM | Allegheny Energy, Inc. | Existing | 2002-03-20 | 2099-01-01 | Not Given | WV | Pleasants
3387 | PleasantsCoalExisting | Coal | 1285 | 1699 | ST Coal | PJM | Allegheny Energy, Inc. | Existing | 1979-04-01 | 2099-01-01 | Willow Island | WV | Pleasants
3388 | Plum Point Energy StationCoalPlanned | Coal | 700 | #N/A | ST Coal | Entergy | Entergy North | Planned | 2011-06-01 | 2099-01-01 | Osceola | AR | Mississippi
3389 | Plum Point Energy StationCoalUnder Construction | Coal | 885 | #N/A | ST Coal | Entergy | Entergy North | Under Construction | 2009-12-31 | 2099-01-01 | Osceola | AR | Mississippi
3390 | Pocahontas Wind FarmWindPlanned | Wind | 80 | 874247 | Wind | MRO US | MidAmerican Energy Co. | Planned | 2007-12-31 | 2099-12-01 | Not Given | IA | Pocahontas
3391 | Point AHydroCancelled | Hydro | 5.2 | 76657 | Inactive | SERC | Alabama Electric Coop, Inc. | Cancelled | 1949-01-01 | 2099-01-01 | Not Given | AL | Covington
3392 | Point BeachNuclearExisting | Nuclear | 1036 | 76658 | Nuclear | MISO West Region | We Energies | Existing | 1970-12-01 | 2030-10-01 | Manitowoc | WI | Manitowoc
3393 | Point BeachOtherExisting | Other | 19 | 76658 | CT Oil | MISO West Region | We Energies | Existing | 1969-06-01 | 2099-01-01 | Manitowoc | WI | Manitowoc
3394 | Point LepreauNuclearExisting | Nuclear | 635 | 609163 | Nuclear | Eastern Canada | NB Power | Existing | 1983-01-01 | 2099-01-01 | Not Given | NB | Not Applicable
3395 | Point LepreauOtherExisting | Other | 5 | 609163 | CT Oil | Eastern Canada | NB Power | Existing | 1988-01-01 | 2099-01-01 | Not Given | NB | Not Applicable
3396 | Pointe du BoisHydroExisting | Hydro | 81.67 | 608449 | Hydro Run-of-River | MRO Canada - Manitoba | Manitoba Hydro | Existing | 1926-10-01 | 2099-01-01 | Not Given | MB | Not Applicable
3397 | PolkCCExisting | CC | 260 | 1789 | Combined Cycle | Florida | Tampa Electric Co. | Existing | 1996-10-01 | 2099-01-01 | Bradley | FL | Polk
3398 | PolkCTExisting | CT | 670 | 1789 | CT Gas | Florida | Tampa Electric Co. | Existing | 2000-08-15 | 2099-01-01 | Bradley | FL | Polk
3399 | Ponca City RepowerCCExisting | CC | 78.5 | 76664 | Combined Cycle | SPP | Oklahoma Municipal Power Authority | Existing | 1995-06-01 | 2099-01-01 | Ponca City | OK | Kay
3400 | Ponca City RepowerCTExisting | CT | 40 | 76664 | CT Gas | SPP | Oklahoma Municipal Power Authority | Existing | 2003-06-07 | 2099-12-01 | Ponca City | OK | Kay
3401 | Ponca DieselCTCancelled | CT | 20.48 | 76666 | Inactive | SPP | Oklahoma Municipal Power Authority | Cancelled | 1964-02-01 | 2099-01-01 | Ponca City | OK | Kay
3402 | PoncaCTCancelled | CT | 16.38 | 76664 | Retired | SPP | Oklahoma Municipal Power Authority | Cancelled | 1966-10-01 | 1995-01-01 | Ponca City | OK | Kay
3403 | PoncaCTExisting | CT | 39.19 | 76663 | ST Gas | SPP | Oklahoma Municipal Power Authority | Existing | 1977-10-01 | 2099-01-01 | Ponca City | OK | Kay
3404 | Pontook Hydroelectric FacilityHydroExisting | Hydro | 10.77 | 76670 | Hydro Run-of-River | ISO New England | Northeast Utilities - New Hampshire | Existing | 1986-12-01 | 2099-01-01 | Dummer | NH | Coos
3405 | Poplar Bluff Gen.OtherExisting | Other | 14.3 | 76672 | CT Oil | SPP | Southwestern Power Administration | Existing | 1976-05-01 | 2099-01-01 | Poplar Bluff | MO | Butler
3406 | Poplar RiverCoalExisting | Coal | 554 | 608573 | ST Coal | MRO Canada - SaskPower | SaskPower | Existing | 1981-01-01 | 2099-01-01 | Coronach | SK | Not Applicable
3407 | Port Edwards MillCTCancelled | CT | 6.99 | 76679 | Inactive | MISO West Region | We Energies | Cancelled | 1930-01-01 | 2099-01-01 | Port Edwards | WI | Wood
3408 | Port Edwards MillHydroCancelled | Hydro | 6.79 | 76679 | Inactive | MISO West Region | We Energies | Cancelled | 1926-01-01 | 2099-01-01 | Port Edwards | WI | Wood
3409 | Port EvergladesCTExisting | CT | 468 | 2342 | CT Gas | Florida | Florida Power & Light Co. | Existing | 1971-08-01 | 2099-01-01 | Port Everglades | FL | Broward
3410 | Port EvergladesOtherExisting | Other | 1233 | 2342 | ST Oil | Florida | Florida Power & Light Co. | Existing | 1960-06-01 | 2099-01-01 | Port Everglades | FL | Broward
3411 | Port HawkesburyOtherExisting | Other | 27.56 | #N/A | ST Oil | Eastern Canada | Nova Scotia Power Corp. | Existing | 1961-01-01 | 2099-01-01 | Not Given | NS | Not Applicable
3412 | Port Hudson Pulp & Printing PaCoalUnder Construction | Coal | 58 | 76681 | Steam Turbine (existing) | Entergy | Amite South - New Orleans | Under Construction | 2007-03-01 | 2099-12-01 | Zachary | LA | East Baton Rouge
3413 | Port Hudson Pulp & Printing PaCTCancelled | CT | 69 | 76681 | Retired | Entergy | Entergy South | Cancelled | 1986-06-01 | 2007-02-15 | Zachary | LA | East Baton Rouge
3414 | Port JeffersonCTExisting | CT | 279.5 | 1457 | ST Gas | NYISO | NYISO - Long Island (K) | Existing | 1958-11-01 | 2099-01-01 | Port Jefferson | NY | Suffolk
3415 | Port JeffersonOtherExisting | Other | 302.21 | 1457 | ST Oil | NYISO | NYISO - Long Island (K) | Existing | 1950-10-01 | 2099-01-01 | Port Jefferson | NY | Suffolk
3416 | Port Leyden Hydroelectric ProjectHydroCancelled | Hydro | 1 | 76683 | Inactive | NYISO | NYISO - Mohawk Valley Zone (E) | Cancelled | 1985-12-01 | 2099-01-01 | Port Leyden | NY | Lewis
3417 | Port Of New OrleansCCCancelled | CC | 1200 | #N/A | Indefinitely Postponed | Entergy | Entergy South | Cancelled | 2050-01-01 | 2099-01-01 | New Orleans | LA | Orleans
3418 | Port St. JoeCTCancelled | CT | 18 | 76685 | Retired | Florida | Progress Energy Florida Inc. | Cancelled | 1970-12-01 | 2002-01-01 | Not Given | FL | Gulf
3419 | Port Washington (Wep)CCExisting | CC | 1231.4 | 1674 | Combined Cycle | MISO West Region | We Energies | Existing | 2005-07-16 | 2050-01-01 | Port Washington | WI | Ozaukee
3420 | Port Washington (Wep)CoalCancelled | Coal | 327 | 1674 | Retired | MISO West Region | We Energies | Cancelled | 1935-10-01 | 2004-09-17 | Port Washington | WI | Ozaukee
3421 | Port Washington (Wep)CTCancelled | CT | 23 | 1674 | Retired | MISO West Region | We Energies | Cancelled | 1969-06-01 | 2002-09-01 | Port Washington | WI | Ozaukee
3422 | Portable (AUEP)CTCancelled | CT | 1 | #N/A | Inactive | MISO Central Region | AmerenUE | Cancelled | 1958-01-01 | 2099-01-01 | Not Given | MO | Randolph
3423 | Portable GeneratorsOtherExisting | Other | 51 | #N/A | CT Oil | MISO West Region | Madison Gas & Electric Co. | Existing | 1999-01-01 | 2099-12-01 | Not Given | WI | Not Applicable
3424 | Portable Power ModulesOtherExisting | Other | 56 | #N/A | CT Oil | MRO US | MidAmerican Energy Co. | Existing | 2000-01-01 | 2099-12-01 | Not Given | IA | Not Applicable
3425 | Portage - UPPOtherExisting | Other | 27 | 76695 | CT Oil | MISO West Region | We Energies | Existing | 1973-11-01 | 2099-01-01 | Portage | MI | Houghton
3426 | Porterdale HydroHydroCancelled | Hydro | 1.6 | 76697 | Inactive | SERC | Southern Company | Cancelled | 1982-01-01 | 2099-01-01 | Porterdale | GA | Newton
3427 | Portland (FL)OtherExisting | Other | 11 | 76698 | CT Oil | SERC | Alabama Electric Coop, Inc. | Existing | 1964-03-01 | 2099-01-01 | Freeport | FL | Walton
3428 | PortlandCoalExisting | Coal | 401 | 1528 | ST Coal | PJM | Metropolitan Edison | Existing | 1958-10-01 | 2099-01-01 | Portland | PA | Northampton
3429 | PortlandCTExisting | CT | 201 | 1528 | CT Gas | PJM | Metropolitan Edison | Existing | 1967-12-01 | 2099-01-01 | Portland | PA | Northampton
3430 | Portlands Energy CentreCCPlanned | CC | 550 | 587829 | Combined Cycle | IESO | IESO (Ontario) | Planned | 2009-07-01 | 2099-01-01 | Toronto | ON | Not Applicable
3431 | Portlands Energy CentreCTCancelled | CT | 550 | 587829 | Indefinitely Postponed | IESO | IESO (Ontario) | Cancelled | 2050-01-01 | 2099-12-01 | Toronto | ON | Not Applicable
3432 | Portlands Energy CentreCTUnder Construction | CT | 330 | 587829 | CT Gas | IESO | IESO (Ontario) | Under Construction | 2008-07-01 | 2009-06-30 | Toronto | ON | Not Applicable
3433 | Port-MenierOtherExisting | Other | 2.79 | #N/A | CT Oil | Eastern Canada | Hydro-Quebec | Existing | 1984-01-01 | 2099-01-01 | Not Given | PQ | Not Applicable
3434 | PortsmouthCoalExisting | Coal | 108.46 | 1876 | ST Coal | PJM | Dominion | Existing | 1988-05-01 | 2099-01-01 | Portsmouth | VA | Portsmouth
3435 | Possum PointCCExisting | CC | 540 | 1655 | Combined Cycle | PJM | Dominion | Existing | 2003-06-01 | 2099-01-01 | Dumfries | VA | Prince William
3436 | Possum PointCoalExisting | Coal | 326 | 1655 | ST Coal | PJM | Dominion | Existing | 1955-06-01 | 2099-01-01 | Dumfries | VA | Prince William
3437 | Possum PointOtherCancelled | Other | 145 | 1655 | Retired | PJM | Dominion | Cancelled | 1948-12-01 | 2001-12-01 | Dumfries | VA | Prince William
3438 | Possum PointOtherExisting | Other | 897 | 1655 | ST Oil | PJM | Dominion | Existing | 1975-06-01 | 2099-01-01 | Dumfries | VA | Prince William
3439 | Potato RapidsHydroCancelled | Hydro | 1 | 76705 | Inactive | MISO West Region | Wisconsin Public Service Corp. | Cancelled | 1926-01-01 | 2099-01-01 | Peshtigo | WI | Marinette
3440 | Potlatch Cloquet CogenOtherExisting | Other | 22 | 405290 | ST Other | MISO West Region | Minnesota Power, Inc. | Existing | 2001-05-31 | 2099-01-01 | Cloquet | MN | Carlton
3441 | Potlatch Corp Minnesota Pulp & Paper DivisionHydroCancelled | Hydro | 2.94 | 76709 | Inactive | MISO West Region | Minnesota Power, Inc. | Cancelled | 1936-01-01 | 2099-01-01 | Brainerd | MN | Crow Wing
3442 | Potlatch Corp Minnesota Pulp-Paper DivCTCancelled | CT | 45.9 | 76709 | Inactive | MISO West Region | Minnesota Power, Inc. | Cancelled | 1976-01-01 | 2099-01-01 | Cloquet | MN | Carlton
3443 | Potlatch Corp Minnesota Pulp-Paper DivHydroCancelled | Hydro | 6.31 | 76709 | Inactive | MISO West Region | Minnesota Power, Inc. | Cancelled | 1980-01-01 | 2099-01-01 | Cloquet | MN | Carlton
3444 | Potlatch Corp Minnesota Wood Products Div.CTCancelled | CT | 12.5 | 76706 | Inactive | MISO West Region | Otter Tail Power Co. | Cancelled | 1992-06-01 | 2099-01-01 | Bemidji | MN | Beltrami
3445 | Potlatch Corp Southern Wood Products DivisionOtherExisting | Other | 15 | 76712 | ST Other | Entergy | Eastern Entergy | Existing | 1991-08-01 | 2099-01-01 | Warren | AR | Bradley
3446 | Potomac RiverCoalExisting | Coal | 482 | 1651 | ST Coal | PJM | Potomac Electric Power Co. | Existing | 1949-09-01 | 2099-01-01 | Alexandria | VA | Alexandria
3447 | Potter Station 2CCExisting | CC | 97.5 | 1349 | Combined Cycle | ISO New England | Massachusetts Municipal Wholesale - SEMA | Existing | 1977-04-01 | 2099-01-01 | Braintree | MA | Norfolk
3448 | Potter Station 2OtherExisting | Other | 4.25 | 1349 | CT Oil | ISO New England | Massachusetts Municipal Wholesale - SEMA | Existing | 1963-07-01 | 2099-01-01 | Braintree | MA | Norfolk
3449 | Potter Station 3CCPlanned | CC | 110 | 1349 | Combined Cycle | ISO New England | Massachusetts Municipal Wholesale - SEMA | Planned | 2009-01-01 | 2099-12-01 | Braintree | MA | Norfolk
3450 | PovungnitukOtherExisting | Other | 2.87 | #N/A | CT Oil | Eastern Canada | Hydro-Quebec | Existing | 1991-01-01 | 2099-01-01 | Not Given | PQ | Not Applicable
3451 | Powell ValleyOtherExisting | Other | 19.8 | 76716 | CT Oil | TVA | Tennessee Valley Authority | Existing | 2000-07-01 | 2099-01-01 | Kyles Ford | TN | Hancock
3452 | Power and UtilitiesCCExisting | CC | 587 | 2019 | Combined Cycle | Entergy | Entergy South | Existing | 1978-06-01 | 2099-01-01 | Plaquemine | LA | Iberville
3453 | Powerhouse ACTCancelled | CT | 32.5 | 76724 | Inactive | Entergy | Entergy South | Cancelled | 1950-10-01 | 2099-01-01 | Lake Charles | LA | Calcasieu
3454 | Powerhouse ACTExisting | CT | 20 | 76724 | ST Gas | Entergy | Entergy West | Existing | 1957-08-01 | 2099-01-01 | Lake Charles | LA | Calcasieu
3455 | PowerSmith Cogen ProjectCCExisting | CC | 115.45 | 1984 | Combined Cycle | SPP | Oklahoma Gas & Electric Co. | Existing | 1989-09-01 | 2099-01-01 | Oklahoma City | OK | Oklahoma
3456 | PowertonCoalExisting | Coal | 1538 | 2393 | ST Coal | PJM | Commonwealth Edison Co. | Existing | 1972-09-01 | 2099-01-01 | Pekin | IL | Tazewell
3457 | PPG - RiversideCTExisting | CT | 159 | 76412 | ST Gas | Entergy | Entergy West | Existing | 1947-09-01 | 2099-01-01 | Lake Charles | LA | Calcasieu
3458 | PPG Industries Inc Shelby NCTCancelled | CT | 4.23 | 76414 | Inactive | SERC | Duke Energy Corp. | Cancelled | 1972-01-01 | 2099-01-01 | Shelby | NC | Cleveland
3459 | PPG Industries Incorporated Works 14CTCancelled | CT | 4.76 | 76415 | Inactive | MISO Central Region | AmerenIP | Cancelled | 1980-12-01 | 2099-01-01 | Mount Zion | IL | Macon
3460 | PPG PlaceCTCancelled | CT | 2.27 | 76416 | Inactive | PJM | Duquesne Light Co. | Cancelled | 1990-05-01 | 2099-01-01 | Pittsburgh | PA | Allegheny
3461 | PPG- Powerhouse CCCExisting | CC | 335.2 | 1978 | Combined Cycle | Entergy | Entergy West | Existing | 1978-08-01 | 2099-01-01 | Lake Charles | LA | Calcasieu
3462 | PPL Small HydrosHydroCancelled | Hydro | 1.7 | #N/A | Inactive | PJM | PPL Electric Utilities Corp. | Cancelled | 1998-01-01 | 2099-01-01 | York | PA
3463 | Prairie CreekCoalExisting | Coal | 210 | 2433 | ST Coal | MISO West Region | Alliant West | Existing | 1951-05-01 | 2099-01-01 | Cedar Rapids | IA | Linn
3464 | Prairie CreekCTExisting | CT | 3 | 2433 | ST Gas | MISO West Region | Alliant West | Existing | 1997-03-31 | 2099-01-01 | Cedar Rapids | IA | Linn
3465 | Prairie Du SacHydroExisting | Hydro | 12 | 76728 | Hydro Run-of-River | MISO West Region | Alliant East | Existing | 1920-01-01 | 2099-01-01 | Prairie Du Sac | WI | Sauk
3466 | Prairie Energy Low Emission ProjectCoalCancelled | Coal | 91 | 587931 | Indefinitely Postponed | MISO Central Region | AmerenCIPS | Cancelled | 2050-01-01 | 2099-01-01 | Elkhart | IL | Logan
3467 | Prairie IslandNuclearExisting | Nuclear | 1092 | 76730 | Nuclear | MISO West Region | Northern States Power Co. | Existing | 1973-12-01 | 2033-08-01 | Welch | MN | Goodhue
3468 | Prairie State Energy CampusCoalPlanned | Coal | 1500 | 76732 | ST Coal | MISO Central Region | AmerenIP | Planned | 2009-10-01 | 2099-12-01 | Lively Grove | IL | Washington
3469 | Prairie View Gas RecoveryCTExisting | CT | 6 | 76733 | CT Gas | MISO East Region | Northern Indiana Public Service Co. | Existing | 1994-10-01 | 2099-01-01 | Wyatt | IN | St. Joseph
3470 | PrairiewindsWindCancelled | Wind | 2.6 | 825197 | Inactive | MISO West Region | Great River Energy | Cancelled | 2002-01-01 | 2099-01-01 | Chamberlain | SD | Brule
3471 | Pratt #2CTCancelled | CT | 8 | 76735 | Inactive | SPP | Aquila MISSOURI | Cancelled | 1994-06-01 | 2099-01-01 | Pratt | KS | Pratt
3472 | PrattCTCancelled | CT | 1.5 | 76734 | Inactive | SPP | Aquila MISSOURI | Cancelled | 1958-01-01 | 2099-01-01 | Pratt | KS | Pratt
3473 | PrattOtherCancelled | Other | 22.86 | 76734 | Inactive | SPP | Aquila MISSOURI | Cancelled | 1938-01-01 | 2099-01-01 | Pratt | KS | Pratt
3474 | Premiere ChuteHydroExisting | Hydro | 112.16 | 608707 | Hydro Run-of-River | Eastern Canada | Hydro-Quebec | Existing | 1975-12-01 | 2099-01-01 | Not Given | PQ | Not Applicable
3475 | Presque IsleCoalCancelled | Coal | 62 | 1363 | Inactive | MISO West Region | We Energies | Cancelled | 1955-09-01 | 2007-03-01 | Marquette | MI | Marquette
3476 | Presque IsleCoalExisting | Coal | 556 | 1363 | ST Coal | MISO West Region | We Energies | Existing | 1964-01-01 | 2099-01-01 | Marquette | MI | Marquette
3477 | Preston (PBUC)CTCancelled | CT | 1.83 | 76740 | Inactive | MISO West Region | Southern Minnesota Municipal Power Agency | Cancelled | 1935-01-01 | 2099-01-01 | Preston | MN | Fillmore
3478 | Preston (PBUC)CTExisting | CT | 5 | 76740 | CT Gas | MISO West Region | Southern Minnesota Municipal Power Agency | Existing | 1974-01-01 | 2099-01-01 | Preston | MN | Fillmore
3479 | Preston (PML&P)OtherExisting | Other | 2.88 | 76739 | CT Oil | MISO Central Region | AmerenCIPS | Existing | 1968-01-01 | 2099-01-01 | Preston | IA | Jackson
3480 | PrestonCTCancelled | CT | 20 | 76739 | Cancelled | MISO West Region | Southern Minnesota Municipal Power Agency | Cancelled | 2007-12-01 | 2099-01-01 | Preston | MN | Fillmore
3481 | Price Locks And DamHydroCancelled | Hydro | 30 | #N/A | Indefinitely Postponed | MISO Central Region | AmerenIP | Cancelled | 2050-01-01 | 2099-01-01 | Alton | IL | Madison
3482 | PrickettHydroExisting | Hydro | 2 | 76742 | Hydro Run-of-River | MISO West Region | We Energies | Existing | 1931-11-01 | 2099-01-01 | Pelkie | MI | Baraga
3483 | Prime EnergyCCCancelled | CC | 79 | 2007 | Retired | PJM | Jersey Central Power & Light | Cancelled | 1989-07-01 | 2006-01-09 | Elmwood Park | NJ | Bergen
3484 | PrimgharCTCancelled | CT | 1.55 | 76746 | Inactive | MRO US | WAPA Billings East (UM-East) NEBRASKA & IOWA | Cancelled | 1938-01-01 | 2099-01-01 | Primghar | IA | O'Brien
3485 | Prince Georges County Brown SCTCancelled | CT | 2.55 | 76726 | Inactive | PJM | Potomac Electric Power Co. | Cancelled | 1987-06-01 | 2099-01-01 | Upper Marlboro | MD | Prince Georges
3486 | Prince William County LandfillCTCancelled | CT | 1.92 | 76747 | Inactive | PJM | Dominion | Cancelled | 1998-11-01 | 2099-01-01 | Manassas | VA | Manassas
3487 | Prince WindWindCancelled | Wind | 90 | 587738 | Wind | IESO | IESO (Ontario) | Cancelled | 2050-12-31 | 2099-12-01 | Sault Ste Marie | ON | Not Applicable
3488 | Prince WindWindFuture | Wind | 100 | 587738 | Wind | IESO | IESO (Ontario) | Future | 2006-09-20 | 2099-12-01 | Sault Ste Marie | ON | Not Applicable
3489 | Princeton (PMUD)CTExisting | CT | 38 | 76750 | CT Gas | MISO Central Region | AmerenIP | Existing | 1958-04-01 | 2099-01-01 | Princeton | IL | Bureau
3490 | Princeton (PPUC)OtherExisting | Other | 14 | 76748 | CT Oil | MISO West Region | Southern Minnesota Municipal Power Agency | Existing | 1967-10-01 | 2099-01-01 | Princeton | MN | Mille Lacs
3491 | Princeton UniversityCTExisting | CT | 14.6 | #N/A | CT Gas | PJM | Public Service Electric & Gas Co. | Existing | 1997-01-01 | 2099-01-01 | Princeton | NJ | Mercer
3492 | ProctorHydroExisting | Hydro | 6.65 | 76751 | Hydro Run-of-River | ISO New England | Central Vermont Public Service Corp. | Existing | 1984-10-01 | 2099-01-01 | Not Given | VT | Rutland
3493 | Prospect (ERIEBOUL)HydroExisting | Hydro | 19.35 | 76752 | Hydro Run-of-River | NYISO | NYISO - Mohawk Valley Zone (E) | Existing | 1959-01-01 | 2099-01-01 | Prospect | NY | Herkimer
3494 | Prospect (PROS)OtherExisting | Other | 2 | 76757 | CT Oil | MISO East Region | FirstEnergy Ohio | Existing | 1998-02-01 | 2099-01-01 | Prospect | OH | Marion
3495 | Providence BayWindExisting | Wind | 15 | 632061 | Wind | IESO | IESO (Ontario) | Existing | 2006-11-15 | 2099-12-01 | Providence Bay | ON | Not Applicable
3496 | ProvidenceHydroCancelled | Hydro | 1.47 | 76759 | Retired | ISO New England | National Grid - SEMA | Cancelled | 1930-06-01 | 2001-01-01 | Providence | RI | Providence
3497 | ProvincetownWindCancelled | Wind | 18 | 588268 | Cancelled | ISO New England | NSTAR Commonwealth | Cancelled | 2050-01-01 | 2099-01-01 | Not Given | MA | Barnstable
3498 | Pryor Power PlantCCExisting | CC | 133.2 | 2016 | Combined Cycle | SPP | AEP West - SPP | Existing | 1990-09-01 | 2099-01-01 | Pryor | OK | Mayes
3499 | PT Power ProjectOtherExisting | Other | 40 | 662659 | ST Other | SERC | Southern Company | Existing | 2007-01-31 | 2099-12-01 | Toomsboro | GA | Wilkinson
3500 | Pt. AconiCoalCancelled | Coal | 165 | 609249 | Cancelled | Eastern Canada | Nova Scotia Power Corp. | Cancelled | 2005-01-01 | 2099-01-01 | Not Given | NS | Not Applicable
3501 | Pt. AconiCoalExisting | Coal | 165 | 609249 | ST Coal | Eastern Canada | Nova Scotia Power Corp. | Existing | 1993-01-01 | 2099-01-01 | Not Given | NS | Not Applicable
3502 | Pt. TupperCoalExisting | Coal | 154 | 609251 | ST Coal | Eastern Canada | Nova Scotia Power Corp. | Existing | 1973-01-01 | 2099-01-01 | Not Given | NS | Not Applicable
3503 | Pubnico Point Wind FarmWindExisting | Wind | 24 | 605071 | Wind | Eastern Canada | Nova Scotia Power Corp. | Existing | 2005-01-31 | 2099-12-01 | Pubnico | NS | Not Applicable
3504 | PulliamCoalExisting | Coal | 387 | 1680 | ST Coal | MISO West Region | Wisconsin Public Service Corp. | Existing | 1943-01-01 | 2099-01-01 | Green Bay | WI | Brown
3505 | PulliamCTExisting | CT | 75 | 1680 | CT Gas | MISO West Region | Wisconsin Public Service Corp. | Existing | 2003-06-01 | 2099-01-01 | Green Bay | WI | Brown
3506 | Pumpkin HillHydroCancelled | Hydro | 1.5 | 76766 | Inactive | ISO New England | Bangor Hydro-Electric Co. | Cancelled | 1991-01-01 | 2099-01-01 | Burlington | ME | Penobscot
3507 | Putnam (DETED)OtherExisting | Other | 14 | 76771 | CT Oil | MISO East Region | Detroit Edison Co. | Existing | 1971-06-01 | 2099-01-01 | Not Given | MI | Tuscola
3508 | Putnam (FLPL)CCExisting | CC | 572 | 1763 | Combined Cycle | Florida | Florida Power & Light Co. | Existing | 1978-04-01 | 2099-01-01 | East Palatka | FL | Putnam
3509 | Putnam Energy CenterCTCancelled | CT | 500 | 76772 | Cancelled | MISO Central Region | Duke (Cinergy) | Cancelled | 2050-01-01 | 2099-01-01 | Cloverdale | IN | Putnam
3510 | Putts BridgeHydroExisting | Hydro | 4.1 | 76773 | Hydro Run-of-River | ISO New England | Northeast Utilities - WCMA | Existing | 1918-01-01 | 2099-01-01 | Ludlow | MA | Hampden
3511 | Pyrites 1HydroCancelled | Hydro | 1.2 | 76777 | Inactive | NYISO | NYISO - Mohawk Valley Zone (E) | Cancelled | 1908-01-01 | 2099-01-01 | Canton | NY | St. Lawrence
3512 | Pyrites 2HydroExisting | Hydro | 7 | 76777 | Hydro Run-of-River | NYISO | NYISO - Mohawk Valley Zone (E) | Existing | 1985-12-01 | 2099-01-01 | Canton | NY | St. Lawrence
3513 | Q3764203WindCancelled | Wind | 200 | #N/A | Cancelled | MISO West Region | Northern States Power Co. | Cancelled | 2007-05-01 | 2099-12-01 |  | MN | Nobles
3514 | Q37651WindPlanned | Wind | 100 | #N/A | Wind | MISO East Region | Northern Indiana Public Service Co. | Planned | 2007-04-01 | 2099-12-01 |  | IN | Goodland
3515 | Q3790903WindCancelled | Wind | 200 | #N/A | Cancelled | MISO West Region | Wisconsin Public Service Corp. | Cancelled | 2007-12-01 | 2099-12-01 |  | WI | Dodge
3516 | Q37967WindPlanned | Wind | 100 | #N/A | Wind | MISO West Region | Northern States Power Co. | Planned | 2012-06-01 | 2099-12-01 |  | MN | Martin
3517 | Q38026WindFuture | Wind | 65 | #N/A | Wind | MISO Central Region | AmerenIP | Future | 2006-07-01 | 2099-12-01 |  | IL | Ford
3518 | Q38152CCPlanned | CC | 420 | #N/A | Combined Cycle | MISO Central Region | Duke (Cinergy) | Planned | 2010-06-01 | 2099-12-01 |  | IN | Knox
3519 | Q38197WindPlanned | Wind | 130 | #N/A | Wind | MISO East Region | Northern Indiana Public Service Co. | Planned | 2007-12-01 | 2099-12-01 |  | IN | Benton
3520 | Q38474WindExisting | Wind | 8 | #N/A | Wind | MISO West Region | Alliant West | Existing | 2006-11-01 | 2099-12-01 |  | MN | Jackson
3521 | Q38491CoalPlanned | Coal | 600 | #N/A | ST Coal | MISO West Region | Minnesota Power, Inc. | Planned | 2010-05-01 | 2099-12-01 |  | MN | Itasca
3522 | Q38512CoalPlanned | Coal | 280 | #N/A | ST Coal | MISO West Region | Alliant East | Planned | 2011-06-01 | 2099-01-01 |  | WI | Grant
3523 | Q38518WindPlanned | Wind | 14 | #N/A | Wind | MISO West Region | Alliant West | Planned | 2006-09-01 | 2099-12-01 |  | IA | Greene
3524 | Q38539WindCancelled | Wind | 20 | #N/A | Cancelled | MISO West Region | Alliant West | Cancelled | 2007-11-01 | 2099-12-01 |  | MN | Cottonwood
3525 | Q38553WindExisting | Wind | 20 | #N/A | Wind | MISO West Region | Alliant West | Existing | 2006-10-01 | 2099-12-01 |  | MN | Jackson
3526 | Q3871602WindPlanned | Wind | 30 | #N/A | Wind | MISO West Region | Northern States Power Co. | Planned | 2007-08-01 | 2099-12-01 |  | MN | Lincoln
3527 | Q39009WindPlanned | Wind | 20 | #N/A | Wind | MISO East Region | Wolverine Power Supply Coop, Inc. | Planned | 2009-12-31 | 2099-12-01 |  | MN | Jackson
3528 | Quad CitiesNuclearCancelled | Nuclear | 1738 | 76780 | Inactive | PJM | Commonwealth Edison Co. | Cancelled | 1972-08-01 | 2000-12-01 | Cordova | IL | Rock Island
3529 | Quad CitiesNuclearExisting | Nuclear | 1738 | 76780 | Nuclear | PJM | Commonwealth Edison Co. | Existing | 1972-08-01 | 2030-01-01 | Cordova | IL | Rock Island
3530 | Quaker Oats Co.CTCancelled | CT | 3.15 | #N/A | Inactive | PJM | Commonwealth Edison Co. | Cancelled | 1989-01-01 | 2099-01-01 | Kankakee | IL | Kankakee
3531 | QuaqtaqOtherExisting | Other | 1.05 | #N/A | CT Oil | Eastern Canada | Hydro-Quebec | Existing | 1981-01-01 | 2099-01-01 | Not Given | PQ | Not Applicable
3532 | Queen ElizabethCTExisting | CT | 370 | 608576 | ST Gas | MRO Canada - SaskPower | SaskPower | Existing | 1958-01-01 | 2099-01-01 | Saskatoon | SK | Not Applicable
3533 | Queens CreekHydroExisting | Hydro | 1.4 | 76783 | Hydro Run-of-River | SERC | Duke Energy Corp. | Existing | 1949-01-01 | 2099-01-01 | Not Given | NC | Macon
3534 | QuindaroCoalExisting | Coal | 208 | 2457 | ST Coal | SPP | Kansas City Board of Public Utilities | Existing | 1965-05-01 | 2050-01-01 | Kansas City | KS | Wyandotte
3535 | QuindaroCTExisting | CT | 14 | 2457 | CT Gas | SPP | Kansas City Board of Public Utilities | Existing | 1969-06-01 | 2050-01-01 | Kansas City | KS | Wyandotte
3536 | QuindaroOtherExisting | Other | 94 | 2457 | CT Oil | SPP | Kansas City Board of Public Utilities | Existing | 1974-07-01 | 2050-01-01 | Kansas City | KS | Wyandotte
3537 | Quinebaug Five Mile ProjectHydroCancelled | Hydro | 2.44 | 76786 | Inactive | ISO New England | Northeast Utilities - Connecticut | Cancelled | 1990-08-01 | 2099-01-01 | Danielson | CT | Windham
3538 | R.H. SaundersHydroExisting | Hydro | 1045 | 608992 | Hydro Storage | IESO | IESO (Ontario) | Existing | 1958-07-05 | 2099-01-01 | Not Given | ON | Not Applicable
3539 | R.L. HearnCoalCancelled | Coal | 760 | #N/A | Retired | IESO | IESO (Ontario) | Cancelled | 1951-01-01 | 1983-01-01 | Not Given | ON | Not Applicable
3540 | Raccoon Creek Energy CenterCTExisting | CT | 300 | 2219 | CT Gas | MISO Central Region | AmerenCIPS | Existing | 2002-06-01 | 2099-01-01 | Flora | IL | Clay
3541 | Raccoon MountainHydroExisting | Hydro | 1712 | 76801 | Pumped Storage Hydro | TVA | Tennessee Valley Authority | Existing | 1979-01-01 | 2099-01-01 | Chattanooga | TN | Marion
3542 | RacineHydroExisting | Hydro | 48 | 76802 | Hydro Storage | PJM | AEP Ohio | Existing | 1982-09-01 | 2099-01-01 | Not Given | OH | Meigs
3543 | RadfordHydroCancelled | Hydro | 1 | 76803 | Inactive | PJM | AEP Appalachian | Cancelled | 1934-10-01 | 2099-01-01 | Radford | VA | Pulaski
3544 | Ragged Chute/CobaltHydroCancelled | Hydro | 4.02 | 914767 | Inactive | IESO | IESO (Ontario) | Cancelled | 1991-03-01 | 2099-01-01 | New Liskeard | ON | Not Applicable
3545 | Ragged RapidsHydroCancelled | Hydro | 8.04 | 651725 | Inactive | IESO | IESO (Ontario) | Cancelled | 1938-10-13 | 2099-01-01 | Bala | ON | Not Applicable
3546 | Rainbow (FRP)HydroCancelled | Hydro | 8.2 | 76806 | Inactive | ISO New England | Northeast Utilities - Connecticut | Cancelled | 1925-12-01 | 2099-01-01 | Not Given | CT | Hartford
3547 | Rainbow Falls (ERIEBOUL)HydroExisting | Hydro | 24.3 | 76807 | Hydro Run-of-River | NYISO | NYISO - Mohawk Valley Zone (E) | Existing | 1956-01-01 | 2099-01-01 | South Colton | NY | St. Lawrence
3548 | Rainbow Falls - NYSEGHydroCancelled | Hydro | 3 | 76808 | Inactive | NYISO | NYISO - North Zone (D) | Cancelled | 1926-08-01 | 2099-01-01 | Not Given | NY | Clinton
3549 | RainelleCoalFuture | Coal | 90 | 588126 | ST Coal | PJM | AEP Appalachian | Future | 2009-01-01 | 2099-12-01 | Rainelle | WV | Greenbrier
3550 | Ralph GreenCTExisting | CT | 73.7 | 76809 | CT Gas | SPP | Aquila MISSOURI | Existing | 1981-06-01 | 2099-01-01 | Pleasant Hill | MO | Cass
3551 | Randolph Generating FacilityCTCancelled | CT | 2.94 | 76813 | Inactive | ISO New England | National Grid - SEMA | Cancelled | 1997-02-01 | 2099-01-01 | Randolph | MA | Norfolk
3552 | Ranney FallsHydroExisting | Hydro | 8.77 | 913643 | Hydro Run-of-River | IESO | IESO (Ontario) | Existing | 1922-08-22 | 2099-01-01 | Campbellford | ON | Not Applicable
3553 | RantoulCTExisting | CT | 27 | 76817 | CT Gas | MISO Central Region | AmerenCIPS | Existing | 1951-01-01 | 2099-01-01 | Rantoul | IL | Champaign
3554 | Rapidan Hydroelectric FacilityHydroExisting | Hydro | 7 | 76818 | Hydro Run-of-River | MISO West Region | Northern States Power Co. | Existing | 1988-01-01 | 2099-01-01 | Mankato | MN | Blue Earth
3555 | Rapide 2HydroExisting | Hydro | 47.2 | 608712 | Hydro Run-of-River | Eastern Canada | Hydro-Quebec | Existing | 1954-04-01 | 2099-01-01 | Not Given | PQ | Not Applicable
3556 | Rapide 7HydroExisting | Hydro | 47.62 | 608717 | Hydro Storage | Eastern Canada | Hydro-Quebec | Existing | 1949-07-01 | 2099-01-01 | Not Given | PQ | Not Applicable
3557 | Rapide CrocheHydroCancelled | Hydro | 2.4 | 76819 | Inactive | MISO West Region | Wisconsin Public Power, Inc. System | Cancelled | 1926-01-01 | 2099-01-01 | Kaukauna | WI | Outagamie
3558 | Rapide-BlancHydroExisting | Hydro | 205.8 | 608722 | Hydro Storage | Eastern Canada | Hydro-Quebec | Existing | 1994-06-01 | 2099-01-01 | Not Given | PQ | Not Applicable
3560 | Rapide-Des-IlesHydroExisting | Hydro | 132.76 | 608682 | Hydro Run-of-River | Eastern Canada | Hydro-Quebec | Existing | 1967-07-01 | 2099-01-01 | Not Given | PQ | Not Applicable
3561 | Rapide-Des-QuinzeHydroExisting | Hydro | 84.52 | 608684 | Hydro Run-of-River | Eastern Canada | Hydro-Quebec | Existing | 1955-09-01 | 2099-01-01 | Not Given | PQ | Not Applicable
3562 | Rapide-FarmersHydroExisting | Hydro | 75 | 608691 | Hydro Run-of-River | Eastern Canada | Hydro-Quebec | Existing | 1927-05-01 | 2099-01-01 | Not Given | PQ | Not Applicable
3563 | RattsCoalExisting | Coal | 243 | 2428 | ST Coal | MISO Central Region | Hoosier Energy Rural Electric Coop, Inc. | Existing | 1970-04-01 | 2099-01-01 | Petersburg | IN | Pike
3564 | RavenswoodCCExisting | CC | 250 | 2258 | Combined Cycle | NYISO | NYISO - NY City (J) | Existing | 2004-03-01 | 2099-01-01 | Long Island City | NY | Kings
3565 | RavenswoodCTExisting | CT | 2280.7 | 2258 | ST Gas | NYISO | NYISO - NY City (J) | Existing | 1963-02-01 | 2099-01-01 | Long Island City | NY | Kings
3566 | RaymondvilleHydroCancelled | Hydro | 2 | 76825 | Inactive | NYISO | NYISO - Mohawk Valley Zone (E) | Cancelled | 1928-01-01 | 2099-01-01 | Raymondville | NY | St. Lawrence
3567 | RayneCTExisting | CT | 2.5 | 76826 | CT Gas | SPP | Louisiana Energy & Power Authority | Existing | 1969-01-01 | 2099-01-01 | Rayne | LA | Acadia
3568 | Rayonier Incorporation- JesupCTCancelled | CT | 25 | 76649 | Inactive | SERC | Southern Company | Cancelled | 1954-06-01 | 2099-01-01 | Jesup | GA | Wayne
3569 | Rayonier Incorporation- JesupOtherExisting | Other | 57 | 76649 | ST Oil | SERC | Southern Company | Existing | 1971-06-01 | 2099-01-01 | Jesup | GA | Wayne
3570 | Rayonier-Fernandina MillCTCancelled | CT | 11.25 | 76827 | Inactive | SERC | Southern Company | Cancelled | 1948-06-01 | 2099-01-01 | Fernandina Beach | FL | Nassau
3571 | Rayonier-Fernandina MillOtherExisting | Other | 20 | 76827 | ST Other | SERC | Southern Company | Existing | 1975-06-01 | 2099-01-01 | Fernandina Beach | FL | Nassau
3572 | Recycled Board DivisionCTCancelled | CT | 11.8 | #N/A | Inactive | MISO East Region | Consumers Energy Co. | Cancelled | 1992-01-01 | 2099-01-01 | Kalamazoo | MI | Kalamazoo
3573 | Red BridgeHydroCancelled | Hydro | 4.26 | 76833 | Inactive | ISO New England | Northeast Utilities - Connecticut | Cancelled | 1934-01-01 | 2099-01-01 | Wilbraham | MA | Hampden
3574 | Red BudCTCancelled | CT | 9.75 | 76833 | Inactive | MISO Central Region | Southern Illinois Power Coop | Cancelled | 1964-11-01 | 2099-01-01 | Red Bud | IL | Randolph
3575 | Red Cedar (IES)CTExisting | CT | 26.5 | 76834 | CT Gas | MISO West Region | Alliant West | Existing | 1996-11-01 | 2099-01-01 | Not Given | IA | Linn
3576 | Red CloudCTCancelled | CT | 4.5 | 76835 | Inactive | MRO US | Nebraska Public Power District | Cancelled | 1960-12-01 | 2099-01-01 | Red Cloud | NE | Webster
3577 | Red Hills Generation FacilityCoalCancelled | Coal | 220 | 2113 | Inactive | TVA | Tennessee Valley Authority | Cancelled | 2002-02-25 | 2099-01-01 | Chester | MS | Choctaw
3578 | Red Hills Generation FacilityCoalExisting | Coal | 440 | 2113 | ST Coal | TVA | Tennessee Valley Authority | Existing | 2002-02-25 | 2099-01-01 | Chester | MS | Choctaw
3579 | Red Rock FallsHydroExisting | Hydro | 41 | #N/A | Hydro Storage | IESO | IESO (Ontario) | Existing | 1988-01-01 | 2099-01-01 | Iron Bridge | ON | Not Applicable
3580 | Red WingCTExisting | CT | 20.9 | 76840 | ST Gas | MISO West Region | Northern States Power Co. | Existing | 1949-11-01 | 2099-01-01 | Red Wing | MN | Goodhue
3581 | RedbudCCExisting | CC | 1200 | 76841 | Combined Cycle | SPP | Oklahoma Gas & Electric Co. | Existing | 2004-02-01 | 2099-01-01 | Luther | OK | Oklahoma
3582 | RedfieldCTExisting | CT | 3.96 | 76843 | CT Gas | MRO US | WAPA Billings East (UM-East) DAKOTAS | Existing | 1962-11-01 | 2099-01-01 | Redfield | SD | Spink
3583 | Redington Wind FarmWindCancelled | Wind | 33 | 76848 | Wind | ISO New England | Central Maine Power Co. | Cancelled | 2050-01-01 | 2099-01-01 | New Gloucester | ME | Cumberland
3584 | Redwood FallsCTExisting | CT | 12 | 76852 | CT Gas | MISO West Region | Southern Minnesota Municipal Power Agency | Existing | 1970-01-01 | 2099-01-01 | Redwood Falls | MN | Redwood
3585 | Refuse 2CTCancelled | CT | 20 | #N/A | Inactive | MISO East Region | Detroit Edison Co. | Cancelled | 1999-12-01 | 2099-01-01 | Not Given | MI | Not Applicable
3586 | Refuse Fuels Assoc.CTCancelled | CT | 10 | #N/A | Inactive | ISO New England | Massachusetts Municipal Wholesale - NEMA | Cancelled | 1986-01-01 | 2099-01-01 | Not Given | MA | Essex
3587 | Regional Waste Systems Gtr Portland RRPOtherExisting | Other | 13.34 | 76856 | ST Oil | ISO New England | Central Maine Power Co. | Existing | 1988-06-01 | 2099-01-01 | Portland | ME | Cumberland
3588 | ReidCoalExisting | Coal | 65 | 76790 | ST Coal | TVA | Big Rivers Electric Corp. | Existing | 1966-01-01 | 2099-01-01 | Sebree | KY | Webster
3589 | ReidOtherExisting | Other | 65 | 76790 | CT Oil | TVA | Big Rivers Electric Corp. | Existing | 1976-03-01 | 2099-01-01 | Sebree | KY | Webster
3590 | Reliant Energy Aurora LPCTExisting | CT | 954 | 2196 | CT Gas | PJM | Commonwealth Edison Co. | Existing | 2001-06-01 | 2099-01-01 | Aurora | IL | Du Page
3591 | Reliant Energy Choctaw CountyCCExisting | CC | 800 | 76857 | Combined Cycle | TVA | Tennessee Valley Authority | Existing | 2003-07-01 | 2099-01-01 | French Camp | MS | Choctaw
3592 | Reliant Energy OsceolaCTExisting | CT | 510 | 2209 | CT Gas | Florida | Florida Municipal Power Agency | Existing | 2001-12-01 | 2099-01-01 | Kissimmee | FL | Osceola
3593 | Reliant Energy Shelby County LPCTExisting | CT | 360 | 2185 | CT Gas | MISO Central Region | AmerenCIPS | Existing | 2000-07-14 | 2099-01-01 | Not Given | IL | Shelby
3594 | Remington Marsh RunCTCancelled | CT | 190 | 76859 | Cancelled | PJM | Dominion | Cancelled | 2050-01-01 | 2099-01-01 | Not Given | VA | Fauquier
3595 | Remington Marsh RunCTExisting | CT | 570 | 76859 | CT Gas | PJM | Dominion | Existing | 2004-08-01 | 2099-01-01 | Not Given | VA | Fauquier
3596 | RemmelHydroExisting | Hydro | 11 | 76860 | Hydro Run-of-River | Entergy | Entergy North | Existing | 1925-01-01 | 2099-01-01 | Not Given | AR | Hot Spring
3597 | Renaissance Power ProjectCTExisting | CT | 682.4 | 2218 | CT Gas | MISO East Region | Consumers Energy Co. | Existing | 2002-06-05 | 2050-01-01 | Carson City | MI | Montcalm
3598 | RensselaerCCExisting | CC | 80 | 2039 | Combined Cycle | NYISO | NYISO - Capital Zone (F) | Existing | 1993-12-01 | 2099-01-01 | Rensselaer | NY | Rensselaer
3599 | RensselaerCTCancelled | CT | 10.76 | 76862 | Inactive | MISO Central Region | Duke (Cinergy) | Cancelled | 1950-01-01 | 2099-01-01 | Rensselaer | IN | Jasper
3600 | RensselaerCTExisting | CT | 21 | 76862 | CT Gas | MISO Central Region | Duke (Cinergy) | Existing | 1994-07-01 | 2099-01-01 | Rensselaer | IN | Jasper
3601 | Republic Paperboard Co. ICTCancelled | CT | 2.5 | #N/A | Inactive | SPP | Westar Energy | Cancelled | 1949-02-01 | 2099-01-01 | Hutchinson | KS | Reno
3602 | Residual (Lake Mirror)HydroCancelled | Hydro | 1 | #N/A | Inactive | Florida | Lakeland Electric | Cancelled | 1998-01-01 | 2099-01-01 | Lakeland | FL | Polk
3603 | Resurrection HospitalCTCancelled | CT | 1.44 | 76865 | Inactive | PJM | Commonwealth Edison Co. | Cancelled | 1989-08-01 | 2099-01-01 | Chicago | IL | Cook
3604 | ReusensHydroExisting | Hydro | 12 | 76867 | Hydro Run-of-River | PJM | AEP Appalachian | Existing | 1903-01-01 | 2099-01-01 | Not Given | VA | Lynchburg
3605 | Rex BrownCTExisting | CT | 301 | 1386 | ST Gas | Entergy | Eastern Entergy | Existing | 1948-07-01 | 2099-01-01 | Jackson | MS | Hinds
3606 | Rex BrownOtherExisting | Other | 11 | 1386 | CT Oil | Entergy | Amite South - New Orleans | Existing | 1968-11-01 | 2099-01-01 | Jackson | MS | Hinds
3607 | ReynoldsOtherExisting | Other | 17 | 76868 | CT Oil | MISO Central Region | City Water, Light & Power (Springfield IL) | Existing | 1970-11-01 | 2099-01-01 | Springfield | IL | Sangamon
3608 | RhinelanderCTCancelled | CT | 2.2 | 76870 | Inactive | MISO West Region | Wisconsin Public Service Corp. | Cancelled | 1949-01-01 | 2099-01-01 | Rhinelander | WI | Oneida
3609 | RhodhissHydroExisting | Hydro | 27.99 | 76872 | Hydro Storage | SERC | Duke Energy Corp. | Existing | 1925-02-01 | 2099-01-01 | Hickory | NC | Caldwell
3610 | RI Hope EnergyCCExisting | CC | 535 | 74293 | Combined Cycle | ISO New England | National Grid - Rhode Island | Existing | 2002-11-08 | 2099-01-01 | Johnston | RI | Providence
3611 | Richard H. GorsuchCoalExisting | Coal | 212.3 | 1790 | ST Coal | PJM | Allegheny Energy, Inc. | Existing | 1951-01-01 | 2099-01-01 | Marietta | OH | Washington
3612 | Richard M. FlynnCCExisting | CC | 166.95 | 1794 | Combined Cycle | NYISO | NYISO - Long Island (K) | Existing | 1994-02-01 | 2099-01-01 | Holtsville | NY | Suffolk
3613 | Richard RussellHydroExisting | Hydro | 664 | 76880 | Hydro Storage | SERC | Southern Company | Existing | 1985-01-01 | 2099-01-01 | Elberton | GA | Elbert
3614 | Richland PeakingCTExisting | CT | 390 | 76881 | CT Gas | MISO East Region | FirstEnergy Ohio | Existing | 2000-07-01 | 2099-01-01 | Defiance | OH | Defiance
3615 | RichlandOtherExisting | Other | 42 | 76881 | CT Oil | MISO East Region | FirstEnergy Ohio | Existing | 1965-12-01 | 2099-01-01 | Defiance | OH | Defiance
3616 | Richmond (EXEGEN)CTCancelled | CT | 67.4 | 1552 | Retired | PJM | PECO Energy Co. | Cancelled | 1973-06-01 | 1987-12-31 | Philadelphia | PA | Philadelphia
3617 | Richmond (EXEGEN)OtherExisting | Other | 132 | 1552 | CT Oil | PJM | PECO Energy Co. | Existing | 1973-06-01 | 2099-01-01 | Philadelphia | PA | Philadelphia
3618 | Richmond (IMPA)CTExisting | CT | 82 | 76884 | CT Gas | PJM | AEP I&M | Existing | 1992-05-01 | 2099-01-01 | Richmond | IN | Wayne
3619 | Richmond Generating FacilityCTCancelled | CT | 2.97 | 76883 | Inactive | PJM | Dominion | Cancelled | 1993-09-01 | 2099-01-01 | Richmond | VA | Henrico
3620 | Richmond Plant (CPLC)CCExisting | CC | 470 | 76885 | Combined Cycle | SERC | Progress Energy Carolina Inc. | Existing | 2002-05-30 | 2099-01-01 | Hamlet | NC | Richmond
3621 | Richmond Plant (CPLC)CTExisting | CT | 775 | 76885 | CT Gas | SERC | Progress Energy Carolina Inc. | Existing | 2001-05-29 | 2099-01-01 | Hamlet | NC | Richmond
3622 | RichmondCCCancelled | CC | 1000 | 76885 | Cancelled | SERC | Progress Energy Carolina Inc. | Cancelled | 2007-01-01 | 2099-01-01 | Not Given | NC | Richmond
3623 | Rideau FallsHydroCancelled | Hydro | 1.1 | 651743 | Inactive | IESO | IESO (Ontario) | Cancelled | 1988-01-01 | 2099-01-01 | Ottawa | ON | Not Applicable
3624 | Ridge Generating StationOtherExisting | Other | 43.8 | 76886 | ST Other | Florida | Lakeland Electric | Existing | 1994-08-01 | 2099-01-01 | Auburndale | FL | Polk
3625 | RidgeHydroExisting | Hydro | 3.5 | 609331 | Hydro Run-of-River | Eastern Canada | Nova Scotia Power Corp. | Existing | 1957-01-01 | 2099-01-01 | Not Given | NS | Not Applicable
3626 | Ridgewood Providence Power Partners L PCTExisting | CT | 15.3 | 76891 | CT Gas | ISO New England | National Grid - Rhode Island | Existing | 1990-01-01 | 2099-01-01 | Johnston | RI | Providence
3627 | RiegelCTCancelled | CT | 21 | 76893 | Retired | PJM | Jersey Central Power & Light | Cancelled | 1970-08-01 | 2004-10-01 | Milford | NJ | Hunterdon
3628 | Riley Energy Systems of LisbonOtherExisting | Other | 14.7 | #N/A | ST Other | ISO New England | Northeast Utilities - Connecticut | Existing | 1995-10-01 | 2099-01-01 | Lisbon | CT | Hartford
3629 | Rimouski Hydro ElectriqueHydroExisting | Hydro | 3.5 | 917361 | Hydro Run-of-River | Eastern Canada | Hydro-Quebec | Existing | 1997-01-01 | 2099-01-01 | Rimouski | PQ | Not Applicable
3630 | Rio PinarOtherExisting | Other | 18 | 76906 | CT Oil | Florida | Progress Energy Florida Inc. | Existing | 1970-11-01 | 2050-01-01 | Not Given | FL | Orange
3631 | RioHydroExisting | Hydro | 10.2 | 76898 | Hydro Run-of-River | NYISO | NYISO - Hudson Valley Zone (G) | Existing | 1927-12-01 | 2099-01-01 | Glen Spey | NY | Sullivan
3632 | Ripley WindWindPlanned | Wind | 75.99 | 677682 | Wind | IESO | IESO (Ontario) | Planned | 2007-10-01 | 2099-12-01 | Not Given | ON | Not Applicable
3633 | River Bend HydroHydroCancelled | Hydro | 1.7 | #N/A | Inactive | ISO New England | Northeast Utilities - New Hampshire | Cancelled | 1986-02-01 | 2099-01-01 | Franklin | NH | Merrimack
3634 | River BendNuclearExisting | Nuclear | 936 | 76915 | Nuclear | Entergy | Entergy South | Existing | 1986-06-01 | 2030-01-01 | Saint Francisville | LA | West Feliciana
3635 | River BendNuclearPlanned | Nuclear | 1500 | 76915 | Nuclear | Entergy | Entergy South | Planned | 2015-01-01 | 2099-01-01 | Saint Francisville | LA | West Feliciana
3636 | River Falls (Junction)OtherExisting | Other | 21 | 75209 | CT Oil | MISO West Region | Northern States Power Co. | Existing | 1948-01-01 | 2099-01-01 | River Falls | WI | Pierce
3637 | River Hill PowerCoalFuture | Coal | 290 | #N/A | ST Coal | PJM | Pennsylvania Electric | Future | 2009-05-01 | 2099-12-01 | Karthaus | PA | Clearfield
3638 | River HillsCTExisting | CT | 155.2 | 76910 | CT Gas | MRO US | MidAmerican Energy Co. | Existing | 1967-10-01 | 2099-01-01 | Des Moines | IA | Polk
3639 | River RougeCoalExisting | Coal | 540 | 1360 | ST Coal | MISO East Region | Detroit Edison Co. | Existing | 1957-11-01 | 2099-01-01 | River Rouge | MI | Wayne
3640 | River RougeCTCancelled | CT | 230 | 1360 | Inactive | MISO East Region | Detroit Edison Co. | Cancelled | 1956-02-01 | 2099-01-01 | River Rouge | MI | Wayne
3641 | River RougeOtherExisting | Other | 11 | 1360 | CT Oil | MISO East Region | Detroit Edison Co. | Existing | 1967-11-01 | 2099-01-01 | River Rouge | MI | Wayne
3642 | River Street (NYPA)CTExisting | CT | 44 | 75264 | CT Gas | NYISO | NYISO - NY City (J) | Existing | 2001-08-15 | 2099-01-01 | Brooklyn | NY | Kings
3643 | Riverbay CorporationOtherCancelled | Other | 6 | 76914 | Retired | NYISO | NYISO - NY City (J) | Cancelled | 1969-01-01 | 2001-01-01 | Bronx | NY | Bronx
3644 | RiverbendCoalExisting | Coal | 454 | 1485 | ST Coal | SERC | Duke Energy Corp. | Existing | 1952-10-01 | 2099-01-01 | Mount Holly | NC | Gaston
3645 | RiverbendOtherExisting | Other | 120 | 1485 | CT Oil | SERC | Duke Energy Corp. | Existing | 1969-07-01 | 2099-01-01 | Mount Holly | NC | Gaston
3646 | Riverdale Mills CorporationCTCancelled | CT | 1.3 | 76918 | Inactive | ISO New England | National Grid - WCMA | Cancelled | 1988-12-01 | 2099-01-01 | Northbridge | MA | Worcester
3647 | RiverheadCTCancelled | CT | 79 | 618239 | Cancelled | NYISO | NYISO - Long Island (K) | Cancelled | 2004-06-01 | 2099-01-01 | New York | NY | Suffolk
3648 | Riverside (CONST)CTExisting | CT | 212 | 1332 | ST Gas | PJM | Baltimore Gas & Electric Co. | Existing | 1951-09-01 | 2099-01-01 | Baltimore | MD | Baltimore
3649 | Riverside (CONST)OtherExisting | Other | 50 | 1332 | CT Oil | PJM | Baltimore Gas & Electric Co. | Existing | 1970-09-01 | 2099-01-01 | Baltimore | MD | Baltimore
3650 | Riverside (HWP)HydroExisting | Hydro | 6.63 | 76919 | Hydro Run-of-River | ISO New England | Northeast Utilities - WCMA | Existing | 1931-01-01 | 2099-01-01 | Holyoke | MA | Hampden
3651 | Riverside (MIDAM)CoalExisting | Coal | 135 | 2378 | ST Coal | MRO US | MidAmerican Energy Co. | Existing | 1949-05-01 | 2099-01-01 | Bettendorf | IA | Scott
3652 | Riverside (NSP)CCPlanned | CC | 511 | 2435 | Combined Cycle | MISO West Region | Northern States Power Co. | Planned | 2009-05-01 | 2099-01-01 | Minneapolis | MN | Hennepin
3653 | Riverside (NSP)CoalExisting | Coal | 396 | 2435 | ST Coal | MISO West Region | Northern States Power Co. | Existing | 1964-05-01 | 2009-05-01 | Minneapolis | MN | Hennepin
3654 | Riverside (PSOK)CTCancelled | CT | 2.75 | 1378 | Inactive | SPP | AEP West - SPP | Cancelled | 1976-10-01 | 2099-01-01 | Jenks | OK | Tulsa
3655 | Riverside (PSOK)CTExisting | CT | 916 | 1378 | ST Gas | SPP | AEP West - SPP | Existing | 1974-04-01 | 2099-01-01 | Jenks | OK | Tulsa
3656 | Riverside (PSOK)CTPlanned | CT | 170 | #N/A | CT Gas | SPP | AEP West - SPP | Planned | 2008-05-01 | 2099-01-01 | Jenks | OK | Tulsa
3657 | Riverside (SAEP)CTCancelled | CT | 106 | 1695 | Retired | SERC | Southern Company | Cancelled | 1949-05-01 | 2005-06-01 | Savannah | GA | Chatham
3658 | Riverside Energy CenterCCExisting | CC | 542 | 76922 | Combined Cycle | MISO West Region | Alliant East | Existing | 2004-06-01 | 2099-01-01 | Beloit | WI | Rock
3659 | RiversideCTExisting | CT | 559.5 | 2164 | CT Gas | PJM | AEP Kentucky | Existing | 2001-07-21 | 2099-01-01 | Louisa | KY | Lawrence
3660 | Riverton (EMDE)CoalExisting | Coal | 92 | 2447 | ST Coal | SPP | Empire District Electric Co. | Existing | 1950-06-01 | 2099-01-01 | Riverton | KS | Cherokee
3661 | Riverton (EMDE)CTExisting | CT | 44 | 2447 | CT Gas | SPP | Empire District Electric Co. | Existing | 1988-11-01 | 2099-01-01 | Riverton | KS | Cherokee
3662 | Riverton (EMDE)CTPlanned | CT | 168 | 2447 | CT Gas | SPP | Empire District Electric Co. | Planned | 2007-04-01 | 2099-01-01 | Riverton | KS | Cherokee
3663 | Riverview (SWPS)CTExisting | CT | 25 | 1612 | CT Gas | SPP | Southwestern Public Service Co. | Existing | 1974-05-01 | 2099-01-01 | Not Given | TX | Hutchinson
3664 | Riverview Energy SystemsCTCancelled | CT | 6.66 | 76927 | Inactive | MISO East Region | Detroit Edison Co. | Cancelled | 1988-01-01 | 2099-01-01 | Riverview | MI | Wayne
3665 | RivesvilleCoalExisting | Coal | 142 | 1666 | ST Coal | PJM | Allegheny Energy, Inc. | Existing | 1943-06-01 | 2099-01-01 | Rivesville | WV | Marion
3666 | RivieraOtherExisting | Other | 584 | 2343 | ST Oil | Florida | Florida Power & Light Co. | Existing | 1962-06-01 | 2099-01-01 | Riviera Beach | FL | Palm Beach
3668 | Rivieres-Des-PrairiesHydroExisting | Hydro | 45.39 | 608697 | Hydro Run-of-River | Eastern Canada | Hydro-Quebec | Existing | 1985-07-01 | 2099-01-01 | Not Given | PQ | Not Applicable
3669 | Roanoke RapidsHydroExisting | Hydro | 96 | 76930 | Hydro Storage | PJM | Dominion | Existing | 1955-10-01 | 2099-01-01 | Not Given | NC | Halifax
3670 | Roanoke Valley IICoalExisting | Coal | 45.1 | 2081 | ST Coal | PJM | Dominion | Existing | 1995-06-01 | 2099-01-01 | Weldon | NC | Halifax
3671 | Roanoke Valley ProjectCoalExisting | Coal | 182.32 | 2040 | ST Coal | PJM | Dominion | Existing | 1994-05-01 | 2099-01-01 | Weldon | NC | Halifax
3672 | Robbins Resource Recovery FaciOtherExisting | Other | 55.25 | 76934 | ST Other | PJM | Commonwealth Edison Co. | Existing | 1996-10-01 | 2099-01-01 | Robbins | IL | Cook
3673 | Robert A. Dunford Generating Station [High Falls]HydroExisting | Hydro | 45 | 609440 | Hydro Run-of-River | IESO | IESO (Ontario) | Existing | 2002-12-01 | 2099-01-01 | Not Given | ON | Not Applicable
3674 | Robert D WillisHydroExisting | Hydro | 8 | 76936 | Hydro Run-of-River | Entergy | Entergy West | Existing | 1989-12-01 | 2099-01-01 | Not Given | TX | Jasper
3675 | Robert E. RitchieCTExisting | CT | 887 | 2280 | ST Gas | Entergy | Entergy North | Existing | 1961-06-01 | 2050-01-01 | Helena | AR | Phillips
3676 | Robert Mone PlantCTExisting | CT | 510 | 76937 | CT Gas | PJM | AEP Ohio | Existing | 2002-07-08 | 2099-01-01 | Not Given | OH | Van Wert
3677 | Robert S KerrHydroExisting | Hydro | 114 | 76938 | Hydro Run-of-River | SPP | Southwestern Power Administration | Existing | 1971-10-01 | 2099-01-01 | Sallisaw | OK | Le Flore
3678 | Robert-BourassaHydroCancelled | Hydro | 600 | 608804 | Cancelled | Eastern Canada | Hydro-Quebec | Cancelled | 2007-03-01 | 2099-01-01 | Not Given | PQ | Not Applicable
3679 | Robert-BourassaHydroExisting | Hydro | 5478.8 | 608804 | Hydro Storage | Eastern Canada | Hydro-Quebec | Existing | 1979-10-01 | 2099-01-01 | Not Given | PQ | Not Applicable
3680 | RobinsCTExisting | CT | 188.4 | 76940 | CT Gas | SERC | Southern Company | Existing | 1995-05-23 | 2099-01-01 | Not Given | GA | Houston
3681 | RobinsonCoalExisting | Coal | 185 | 1561 | ST Coal | SERC | Progress Energy Carolina Inc. | Existing | 1960-05-01 | 2099-01-01 | Hartsville | SC | Darlington
3682 | RobinsonCTExisting | CT | 18 | 1561 | CT Gas | SERC | Progress Energy Carolina Inc. | Existing | 1968-03-01 | 2099-01-01 | Hartsville | SC | Darlington
3683 | RobinsonNuclearExisting | Nuclear | 731 | 1561 | Nuclear | SERC | Progress Energy Carolina Inc. | Existing | 1971-03-01 | 2030-07-01 | Hartsville | SC | Darlington
3684 | Rochester 26HydroCancelled | Hydro | 2 | 76944 | Inactive | NYISO | NYISO - Genesee Zone (B) | Cancelled | 1952-08-01 | 2099-01-01 | Rochester | NY | Monroe
3685 | Rochester 2HydroExisting | Hydro | 6 | 76943 | Hydro Run-of-River | NYISO | NYISO - Genesee Zone (B) | Existing | 1960-01-01 | 2099-01-01 | Rochester | NY | Monroe
3686 | Rochester 3 (Beebee Station)OtherExisting | Other | 18 | 1469 | CT Oil | NYISO | NYISO - Genesee Zone (B) | Existing | 1969-06-01 | 2099-01-01 | Rochester | NY | Monroe
3687 | Rochester 5HydroExisting | Hydro | 43 | 76945 | Hydro Run-of-River | NYISO | NYISO - Genesee Zone (B) | Existing | 1917-01-01 | 2099-01-01 | Rochester | NY | Monroe
3688 | Rochester 7 (Russell Station)CoalCancelled | Coal | 257 | 1470 | Retired | NYISO | NYISO - Genesee Zone (B) | Cancelled | 1949-01-01 | 2007-12-31 | Rochester | NY | Monroe
3689 | Rochester 9CTExisting | CT | 18 | 76948 | CT Gas | NYISO | NYISO - Genesee Zone (B) | Existing | 1969-11-01 | 2099-01-01 | Rochester | NY | Monroe
3690 | Rochester HydroHydroCancelled | Hydro | 2.68 | #N/A | Inactive | MISO West Region | Southern Minnesota Municipal Power Agency | Cancelled | 1984-11-01 | 2099-01-01 | Mazeppa | MN | Wabasha
3691 | Rock Falls Hydro Plant (Upper Sterling)HydroCancelled | Hydro | 2 | 77435 | Inactive | PJM | Commonwealth Edison Co. | Cancelled | 1988-06-01 | 2099-01-01 | Rock Falls | IL | Whiteside
3692 | Rock LakeOtherExisting | Other | 27 | 76956 | CT Oil | MISO West Region | Great River Energy | Existing | 1978-05-01 | 2099-01-01 | Pine City | MN | Pine
3693 | Rock RapidsCTCancelled | CT | 2.5 | 76957 | Inactive | MRO US | WAPA Billings East (UM-East) NEBRASKA & IOWA | Cancelled | 1968-04-01 | 2099-01-01 | Rock Rapids | IA | Lyon
3694 | Rock RiverCTExisting | CT | 130 | 1679 | ST Gas | MISO West Region | Alliant East | Existing | 1954-01-01 | 2099-01-01 | Beloit | WI | Rock
3695 | Rock RiverOtherExisting | Other | 150 | 1679 | CT Oil | MISO West Region | Alliant East | Existing | 1967-08-01 | 2099-01-01 | Beloit | WI | Rock
3696 | Rock Run RecreationalWindPlanned | Wind | 100 | 734949 | Wind | PJM | Pennsylvania Electric | Planned | 2007-12-31 | 2099-12-01 | Not Given | PA | Cambria
3697 | Rock SpringsCTCancelled | CT | 340 | 76966 | Cancelled | PJM | Delmarva Power & Light Co. | Cancelled | 2006-06-01 | 2099-01-01 | Not Given | MD | Cecil
3698 | Rock SpringsCTExisting | CT | 680 | 76966 | CT Gas | PJM | Delmarva Power & Light Co. | Existing | 2002-09-15 | 2099-01-01 | Not Given | MD | Cecil
3699 | Rockford (NRG)CTExisting | CT | 300 | 2186 | CT Gas | PJM | Commonwealth Edison Co. | Existing | 2000-06-01 | 2099-01-01 | Rockford | IL | Winnebago
3700 | Rockford (RMLP)CTCancelled | CT | 2.99 | 76962 | Inactive | MRO US | MidAmerican Energy Co. | Cancelled | 1999-01-01 | 2099-01-01 | Rockford | IA | Floyd
3701 | Rockford Generating FacilityCTCancelled | CT | 1.96 | 76963 | Inactive | PJM | Commonwealth Edison Co. | Cancelled | 1996-02-01 | 2099-01-01 | Davis Junction | IL | Ogle
3702 | Rockford IICTExisting | CT | 171 | 76063 | CT Gas | PJM | Commonwealth Edison Co. | Existing | 2002-06-01 | 2050-01-01 | Rockford | IL | Winnebago
3703 | Rockgen Energy CenterCTExisting | CT | 563.3 | 2216 | CT Gas | MISO West Region | Alliant East | Existing | 2001-05-01 | 2099-01-01 | Cambridge | WI | Dane
3704 | Rockingham Power PlantCTExisting | CT | 800 | 2132 | CT Gas | SERC | Duke Energy Corp. | Existing | 2000-07-12 | 2099-01-01 | Reidsville | NC | Rockingham
3705 | Rockport (INMI)CoalExisting | Coal | 2600 | 1749 | ST Coal | PJM | AEP I&M | Existing | 1984-12-01 | 2099-01-01 | Rockport | IN | Spencer
3706 | Rockport (ROCKPO)CTExisting | CT | 5.52 | 76965 | CT Gas | TVA | Associated Electric Coop, Inc. | Existing | 1964-04-01 | 2099-01-01 | Rockport | MO | Atchison
3707 | Rock-Tenn Co.CoalCancelled | Coal | 2 | 76960 | Retired | PJM | AEP Appalachian | Cancelled | 1977-01-01 | 2000-06-01 | Lynchburg | VA | Lynchburg
3708 | RocktonHydroCancelled | Hydro | 1.34 | 76967 | Inactive | MISO West Region | Alliant East | Cancelled | 1929-01-01 | 2099-01-01 | Not Given | IL | Winnebago
3709 | RockvilleCTCancelled | CT | 4.72 | #N/A | Inactive | NYISO | NYISO - Long Island (K) | Cancelled | 1942-01-01 | 2099-01-01 | Rockville Centre | NY | Nassau
3710 | RockvilleOtherExisting | Other | 28.87 | #N/A | CT Oil | NYISO | NYISO - Long Island (K) | Existing | 1954-01-01 | 2099-01-01 | Rockville Centre | NY | Nassau
3711 | Rockwood Wind FarmWindUnder Construction | Wind | 40 | #N/A | Wind | PJM | Pennsylvania Electric | Under Construction | 2007-12-01 | 2099-01-01 | Not Given | PA | Somerset
3712 | Rocky CreekHydroExisting | Hydro | 27 | 76970 | Hydro Storage | SERC | Duke Energy Corp. | Existing | 1909-04-01 | 2099-01-01 | Great Falls | SC | Fairfield
3713 | Rocky Mount MillsHydroCancelled | Hydro | 1.64 | 76972 | Inactive | SERC | Progress Energy Carolina Inc. | Cancelled | 1949-01-01 | 2099-01-01 | Rocky Mount | NC | Nash
3714 | Rocky MountainHydroExisting | Hydro | 847.8 | 76974 | Pumped Storage Hydro | SERC | Southern Company | Existing | 1995-07-01 | 2099-01-01 | Armuchee | GA | Floyd
3715 | Rocky River (AWE)CTCancelled | CT | 1.1 | 76976 | Inactive | SERC | Duke Energy Corp. | Cancelled | 1946-11-01 | 2099-01-01 | Abbeville | SC | Abbeville
3716 | Rocky River (AWE)HydroCancelled | Hydro | 2.6 | 76976 | Inactive | SERC | Duke Energy Corp. | Cancelled | 1941-01-01 | 2099-01-01 | Abbeville | SC | Abbeville
3717 | Rocky River (NU)HydroExisting | Hydro | 30.35 | 76977 | Hydro Run-of-River | ISO New England | Northeast Utilities - Connecticut | Existing | 1928-01-01 | 2099-01-01 | Not Given | CT | Litchfield
3718 | Rocky Road Power LLCCTExisting | CT | 385.7 | 2129 | CT Gas | PJM | Commonwealth Edison Co. | Existing | 1999-06-30 | 2099-01-01 | East Dundee | IL | Kane
3719 | Rodemacher - CELECoalExisting | Coal | 512.017 | 1755 | ST Coal | SPP | Cleco Utility Group, Inc. | Existing | 1982-08-01 | 2099-01-01 | Lena | LA | Rapides
3720 | Rodemacher - CELECoalPlanned | Coal | 600 | 1755 | ST Coal | SPP | Cleco Utility Group, Inc. | Planned | 2009-06-01 | 2099-12-01 | Lena | LA | Rapides
3721 | Rodemacher - CELECTExisting | CT | 440 | 1755 | ST Gas | SPP | Cleco Utility Group, Inc. | Existing | 1975-06-01 | 2099-01-01 | Lena | LA | Rapides
3722 | Rodemacher - LAFACTCancelled | CT | 37 | 76978 | Retired | SPP | Lafayette Utilities System | Cancelled | 1956-05-01 | 2001-01-01 | Lafayette | LA | Lafayette
3723 | RogersHydroExisting | Hydro | 6 | 76979 | Hydro Run-of-River | MISO East Region | Consumers Energy Co. | Existing | 1922-01-01 | 2099-01-01 | Stanwood | MI | Mecosta
3724 | RokebyCTCancelled | CT | 3 | 76981 | Inactive | MRO US | Lincoln Electric System | Cancelled | 1997-05-01 | 2099-01-01 | Lincoln | NE | Lancaster
3725 | RokebyCTExisting | CT | 281.4 | 76981 | CT Gas | MRO US | Lincoln Electric System | Existing | 1975-07-01 | 2099-01-01 | Lincoln | NE | Lancaster
3726 | Rolling Hills LFGOtherExisting | Other | 5.5 | 76982 | CT Other | PJM | Metropolitan Edison | Existing | 2005-04-01 | 2099-01-01 | Boyertown | PA | Berks
3727 | Rolling HillsCTExisting | CT | 860 | 76983 | CT Gas | PJM | AEP Ohio | Existing | 2003-06-01 | 2099-01-01 | Wilkesville | OH | Vinton
3728 | Rolling ThunderWindCancelled | Wind | 3000 | 658372 | Indefinitely Postponed | MRO US | WAPA Billings East (UM-East) DAKOTAS | Cancelled | 2050-01-01 | 2099-01-01 | Miller | SD | Not Applicable
3729 | RollinsfordHydroCancelled | Hydro | 1.5 | 78330 | Inactive | ISO New England | Northeast Utilities - Connecticut | Cancelled | 1986-01-01 | 2099-01-01 | Not Given | NH | Not Applicable
3730 | Rolls Royce CorpCTCancelled | CT | 10.5 | 78329 | Inactive | MISO Central Region | Indianapolis Power & Light Co. | Cancelled | 1999-06-01 | 2099-01-01 | Indianapolis | IN | Marion
3731 | Roosevelt Island Tidal EnergyHydroCancelled | Hydro | 10 | 750303 | Tidal | NYISO | NYISO - NY City (J) | Cancelled | 2050-01-01 | 2099-12-01 | New York | NY | New York
3732 | Rosa FloraCTCancelled | CT | 1 | #N/A | Inactive | IESO | IESO (Ontario) | Cancelled | 1994-01-01 | 2099-01-01 | Not Given | ON | Not Applicable
3733 | RoseauCTCancelled | CT | 3.01 | 78323 | Inactive | MISO West Region | Otter Tail Power Co. | Cancelled | 1946-01-01 | 2099-01-01 | Roseau | MN | Roseau
3734 | Rosebud WTWindCancelled | Wind | 30 | 750139 | Cancelled | MRO US | Nebraska Public Power District | Cancelled | 2006-12-31 | 2099-12-01 | Rosebud Indian Reservation | SD | Todd
3735 | RosemountCoalFuture | Coal | 250 | 587711 | Cancelled | MISO West Region | Great River Energy | Future | 2008-01-01 | 2099-01-01 | Rosemount | MN | Dakota
3736 | RosemountCTCancelled | CT | 200 | 587702 | Cancelled | MISO West Region | Great River Energy | Cancelled | 2007-01-01 | 2099-12-01 | Rosemount | MN | Dakota
3737 | RosemountCTFuture | CT | 200 | 587702 | Cancelled | MISO West Region | Great River Energy | Future | 2009-01-01 | 2099-12-01 | Rosemount | MN | Dakota
3738 | RosetonOtherExisting | Other | 1207.75 | 1814 | ST Oil | NYISO | NYISO - Hudson Valley Zone (G) | Existing | 1974-12-01 | 2099-01-01 | Newburgh | NY | Orange
3739 | Rosiere (MGE)WindExisting | Wind | 11.2 | #N/A | Wind | MISO West Region | Madison Gas & Electric Co. | Existing | 1999-06-29 | 2099-01-01 | Not Given | WI | Kewaunee
3740 | Rosiere (WPS)WindCancelled | Wind | 9 | #N/A | Inactive | MISO West Region | Wisconsin Public Service Corp. | Cancelled | 1999-06-26 | 2099-01-01 | Not Given | WI | Kewaunee
3741 | Roth Rock Wind PowerWindCancelled | Wind | 40 | 677710 | Wind | PJM | Allegheny Energy, Inc. | Cancelled | 2050-01-01 | 2099-12-01 | Not Given | MD | Garrett
3742 | Rowan CountyCTCancelled | CT | 930 | 78313 | Cancelled | SERC | Duke Energy Corp. | Cancelled | 2004-06-01 | 2099-01-01 | Not Given | NC | Rowan
3743 | RowanCCExisting | CC | 470 | 78314 | Combined Cycle | SERC | Duke Energy Corp. | Existing | 2003-06-01 | 2099-01-01 | Salisbury | NC | Rowan
3744 | RowanCTExisting | CT | 543 | 78314 | CT Gas | SERC | Duke Energy Corp. | Existing | 2001-05-29 | 2099-01-01 | Salisbury | NC | Rowan
3745 | Rowesville Rd PlantCTCancelled | CT | 20.04 | 78311 | Inactive | SERC | South Carolina Electric & Gas Co. | Cancelled | 1994-06-01 | 2099-01-01 | Orangeburg | SC | Orangeburg
3746 | RoxboroCoalExisting | Coal | 2490 | 1477 | ST Coal | SERC | Progress Energy Carolina Inc. | Existing | 1966-05-01 | 2099-01-01 | Roxboro | NC | Person
3747 | RoxboroOtherExisting | Other | 18 | 1477 | CT Oil | SERC | Progress Energy Carolina Inc. | Existing | 1968-02-01 | 2099-01-01 | Roxboro | NC | Person
3748 | Royal Road WindfarmWindCancelled | Wind | 21 | 850441 | Wind | IESO | IESO (Ontario) | Cancelled | 2050-01-01 | 2099-01-01 | Not Given | ON | Not Applicable
3749 | RS CogenCCExisting | CC | 448 | 76798 | Combined Cycle | Entergy | Entergy West | Existing | 2003-07-01 | 2099-01-01 | Lake Charles | LA | Calcasieu
3750 | Rugby Wind FarmWindCancelled | Wind | 150 | 737514 | Cancelled | MISO West Region | Otter Tail Power Co. | Cancelled | 2007-07-01 | 2099-12-01 | Rugby | ND | Pierce
3751 | Rumford (CPN)CCExisting | CC | 251 | 1870 | Combined Cycle | ISO New England | Central Maine Power Co. | Existing | 2000-10-27 | 2099-01-01 | Rumford | ME | Oxford
3752 | Rumford Cogeneration CoCoalExisting | Coal | 95.5 | 1904 | ST Coal | ISO New England | Central Maine Power Co. | Existing | 1990-05-14 | 2099-01-01 | Rumford | ME | Oxford
3753 | Rumford Falls Power Co.HydroExisting | Hydro | 39.38 | 78307 | Hydro Storage | ISO New England | Central Maine Power Co. | Existing | 1918-01-01 | 2099-01-01 | Rumford | ME | Oxford
3754 | Rush IslandCoalExisting | Coal | 1290 | 1746 | ST Coal | MISO Central Region | AmerenUE | Existing | 1976-03-01 | 2099-01-01 | Festus | MO | Jefferson
3755 | RushfordCTCancelled | CT | 2 | 78304 | Inactive | MISO West Region | Alliant West | Cancelled | 1961-01-01 | 2099-01-01 | Not Given | MN | Fillmore
3756 | Rushlake CreekWindExisting | Wind | 150 | #N/A | Wind | MRO Canada - SaskPower | SaskPower | Existing | 2006-03-08 | 2099-12-01 | Swift Current | SK | Not Applicable
3757 | Russell BiomassOtherPlanned | Other | 50 | 745824 | ST Other | ISO New England | Massachusetts Municipal Wholesale - WCMA | Planned | 2009-06-01 | 2099-12-01 | Russell | MA | Hampden
3758 | Russell Industrial ParkCTCancelled | CT | 15 | 78302 | Inactive | SPP | Aquila MISSOURI | Cancelled | 2002-04-08 | 2099-01-01 | Russell | KS | Russell
3759 | RussellCTCancelled | CT | 14.4 | 78302 | Inactive | SPP | Aquila MISSOURI | Cancelled | 1994-11-01 | 2099-01-01 | Russell | KS | Russell
3760 | Ruston (Rust)CTCancelled | CT | 8 | 78300 | Inactive | SPP | Cleco Utility Group, Inc. | Cancelled | 1959-12-01 | 2099-01-01 | Ruston | LA | Lincoln
3761 | Ruston (Rust)CTExisting | CT | 77 | 78300 | ST Gas | SPP | Cleco Utility Group, Inc. | Existing | 1963-12-01 | 2099-01-01 | Ruston | LA | Lincoln
3762 | Ruth FallsHydroExisting | Hydro | 7.1 | 609272 | Hydro Run-of-River | Eastern Canada | Nova Scotia Power Corp. | Existing | 1925-01-01 | 2099-01-01 | Not Given | NS | Not Applicable
3763 | Ruthton Ridge LLCWindCancelled | Wind | 1.9 | 78298 | Inactive | MISO West Region | Northern States Power Co. | Cancelled | 2001-08-21 | 2099-01-01 | Hendricks | MN | Lincoln
3764 | Rutland (CVPSC)OtherExisting | Other | 14.8 | 78297 | CT Oil | ISO New England | Central Vermont Public Service Corp. | Existing | 1962-12-01 | 2099-01-01 | Rutland | VT | Rutland
3765 | Ryegate Power StationOtherExisting | Other | 21.71 | 78293 | ST Other | ISO New England | Green Mountain Power Corp. | Existing | 1992-11-01 | 2099-01-01 | East Ryegate | VT | Caledonia
3766 | S. D. Warren Co. #1 MuskegCoalCancelled | Coal | 38.8 | 76030 | Inactive | MISO East Region | Consumers Energy Co. | Cancelled | 1989-01-01 | 2099-01-01 | Muskegon | MI | Muskegon
3767 | S.C. MooreHydroExisting | Hydro | 191.96 | 78291 | Hydro Storage | ISO New England | Northeast Utilities - New Hampshire | Existing | 1957-01-01 | 2099-01-01 | Littleton | NH | Grafton
3768 | S.O. PurdomCCExisting | CC | 262 | 2368 | Combined Cycle | Florida | Tallahassee Electric & Gas Dept. | Existing | 2000-08-01 | 2099-01-01 | Saint Marks | FL | Wakulla
3769 | S.O. PurdomCTExisting | CT | 74 | 2368 | ST Gas | Florida | Tallahassee Electric & Gas Dept. | Existing | 1966-06-01 | 2099-01-01 | Saint Marks | FL | Wakulla
3770 | SabethaOtherExisting | Other | 15.2 | 78260 | CT Oil | SPP | Westar Energy | Existing | 1947-01-01 | 2099-01-01 | Sabetha | KS | Nemaha
3771 | Sabine Cogeneration FacilityCCExisting | CC | 109.9 | 2128 | Combined Cycle | Entergy | Entergy West | Existing | 2000-01-15 | 2099-01-01 | Orange | TX | Orange
3772 | Sabine River Works (COGLPO)CCExisting | CC | 425 | 2128 | Combined Cycle | Entergy | Entergy West | Existing | 2001-11-28 | 2099-01-01 | Orange | TX | Orange
3773 | SabineCTExisting | CT | 1895 | 1595 | ST Gas | Entergy | Entergy West | Existing | 1962-03-01 | 2099-01-01 | Bridge City | TX | Orange
3774 | SabrookeCTCancelled | CT | 118.1 | 2394 | Retired | PJM | Commonwealth Edison Co. | Cancelled | 1969-05-01 | 2004-12-31 | Not Given | IL | Winnebago
3775 | Safe HarborHydroExisting | Hydro | 415.55 | 78258 | Hydro Storage | PJM | PPL Electric Utilities Corp. | Existing | 1985-04-01 | 2099-01-01 | Not Given | PA | Lancaster
3776 | Saginaw StationOtherExisting | Other | 20 | 78254 | CT Oil | MISO East Region | Consumers Energy Co. | Existing | 1984-10-01 | 2099-01-01 | Bay City | MI | Bay
3777 | Saint Francis HospitalCTCancelled | CT | 1.6 | 78251 | Inactive | PJM | Commonwealth Edison Co. | Cancelled | 1990-02-01 | 2099-01-01 | Evanston | IL | Cook
3778 | Saint Mary of Nazareth HospitaCTCancelled | CT | 2.4 | 77865 | Inactive | PJM | Commonwealth Edison Co. | Cancelled | 1993-08-01 | 2099-01-01 | Chicago | IL | Cook
3779 | Saint Marys FallsHydroExisting | Hydro | 20 | 78249 | Hydro Run-of-River | MISO West Region | We Energies | Existing | 1951-11-01 | 2099-01-01 | Sault Sainte Marie | MI | Chippewa
3780 | Saint Peter BiomassCTCancelled | CT | 50 | #N/A | Cancelled | MISO West Region | Southern Minnesota Municipal Power Agency | Cancelled | 2050-01-01 | 2099-01-01 | Hendricks | MN | Lincoln
3781 | Sainte-MargueriteHydroExisting | Hydro | 870 | 605175 | Hydro Storage | Eastern Canada | Hydro-Quebec | Existing | 2002-09-01 | 2099-01-01 | Not Given | PQ | Not Applicable
3782 | Saint-FrancoisHydroExisting | Hydro | 2.1 | #N/A | Hydro Run-of-River | Eastern Canada | Hydro-Quebec | Existing | 1899-12-31 | 2099-01-01 | East Angus | PQ | Not Applicable
3783 | Saint-NarcisseHydroExisting | Hydro | 15 | 913170 | Hydro Run-of-River | Eastern Canada | Hydro-Quebec | Existing | 1926-01-01 | 2099-01-01 | Not Given | PQ | Not Applicable
3784 | Salem (PSEGN)NuclearExisting | Nuclear | 2330 | 78246 | Nuclear | PJM | Public Service Electric & Gas Co. | Existing | 1977-06-01 | 2036-08-01 | Hancocks Bridge | NJ | Salem
3785 | Salem (PSEGN)OtherExisting | Other | 46 | 78246 | CT Oil | PJM | Public Service Electric & Gas Co. | Existing | 1971-06-01 | 2099-01-01 | Hancocks Bridge | NJ | Salem
3786 | Salem Energy System LlcCTCancelled | CT | 4.27 | 78245 | Inactive | SERC | Duke Energy Corp. | Cancelled | 1996-07-01 | 2099-01-01 | Winston-Salem | NC | Forsyth
3787 | Salem HarborCoalExisting | Coal | 314 | 1347 | ST Coal | ISO New England | National Grid - NEMA | Existing | 1952-01-01 | 2099-01-01 | Salem | MA | Essex
3788 | Salem HarborOtherExisting | Other | 401 | 1347 | ST Oil | ISO New England | National Grid - NEMA | Existing | 1972-08-01 | 2099-01-01 | Salem | MA | Essex
3789 | SalinaHydroExisting | Hydro | 259.8 | 78242 | Pumped Storage Hydro | SPP | Grand River Dam Authority | Existing | 1968-05-01 | 2099-01-01 | Not Given | OK | Mayes
3790 | Salisbury (City Of)CTCancelled | CT | 4.8 | 73685 | Inactive | SPP | Kansas City Board of Public Utilities | Cancelled | 1983-06-01 | 2099-01-01 | Salisbury | MO | Chariton
3791 | SalisburyHydroExisting | Hydro | 1.2 | 78239 | Hydro Run-of-River | ISO New England | Central Vermont Public Service Corp. | Existing | 1917-02-01 | 2099-01-01 | Not Given | VT | Addison
3792 | SalluitOtherExisting | Other | 2 | #N/A | CT Oil | Eastern Canada | Hydro-Quebec | Existing | 1984-01-01 | 2099-01-01 | Not Given | PQ | Not Applicable
3793 | Salmon FallsHydroCancelled | Hydro | 1.2 | 78234 | Inactive | ISO New England | Northeast Utilities - New Hampshire | Cancelled | 1986-06-01 | 2099-01-01 | South Berwick | ME | York
3794 | Salmon HoleHydroExisting | Hydro | 2 | #N/A | Hydro Run-of-River | Eastern Canada | Nova Scotia Power Corp. | Existing | 1938-01-01 | 2099-01-01 | Not Given | NS | Not Applicable
3795 | Salt Valley Generating StationCCExisting | CC | 126 | 78230 | Combined Cycle | MRO US | Lincoln Electric System | Existing | 2004-07-15 | 2099-01-01 | Lincoln | NE | Lancaster
3796 | Salt Valley Generating StationCTCancelled | CT | 90 | 78230 | Retired | MRO US | Lincoln Electric System | Cancelled | 2003-06-01 | 2004-07-15 | Lincoln | NE | Lancaster
3797 | Salt Valley Generating StationCTExisting | CT | 45 | 78230 | CT Gas | MRO US | Lincoln Electric System | Existing | 2003-06-01 | 2099-01-01 | Lincoln | NE | Lancaster
3798 | Salt Valley WindWindCancelled | Wind | 1.32 | 78231 | Inactive | MRO US | Lincoln Electric System | Cancelled | 1998-12-17 | 2099-01-01 | Lincoln | NE | Lancaster
3799 | Saluda - NRGHydroCancelled | Hydro | 8 | 78222 | Inactive | SERC | Duke Energy Corp. | Cancelled | 1905-10-01 | 2099-01-01 | Not Given | SC | Greenville
3800 | Saluda - SOCGHydroExisting | Hydro | 206 | 78223 | Hydro Storage | SERC | South Carolina Electric & Gas Co. | Existing | 1971-07-01 | 2099-01-01 | Not Given | SC | Lexington
3801 | Sam Rayburn Dam ProjectHydroExisting | Hydro | 52 | 78221 | Hydro Storage | Entergy | Entergy West | Existing | 1965-09-01 | 2099-01-01 | Nursery | TX | Jasper
3802 | SammisCoalExisting | Coal | 2220 | 1504 | ST Coal | MISO East Region | FirstEnergy Ohio | Existing | 1959-08-03 | 2099-01-01 | Stratton | OH | Jefferson
3803 | SammisOtherExisting | Other | 13 | 1504 | CT Oil | MISO East Region | FirstEnergy Ohio | Existing | 1972-03-27 | 2099-01-01 | Stratton | OH | Jefferson
3804 | San Juan Mesa Wind ProjectWindExisting | Wind | 120 | 677692 | Wind | SPP | Southwestern Public Service Co. | Existing | 2005-12-23 | 2099-12-01 | Elida | NM | Roosevelt
3805 | SanbornCTCancelled | CT | 1.5 | 78194 | Inactive | MRO US | WAPA Billings East (UM-East) NEBRASKA & IOWA | Cancelled | 1949-03-01 | 2099-01-01 | Sanborn | IA | O'Brien
3806 | Sand SageCoalFuture | Coal | 600 | 588271 | ST Coal | SPP | Sunflower Electric Power Corp., Inc. | Future | 2009-01-01 | 2099-01-01 | Garden City | KS | Finney
3807 | Sandbar JetOtherExisting | Other | 22.5 | #N/A | CT Oil | ISO New England | Northeast Utilities - Connecticut | Existing | 2000-04-01 | 2099-01-01 | Not Given | CT | Not Applicable
3808 | Sandersville Station (Duke)CTExisting | CT | 640 | 2234 | CT Gas | SERC | Southern Company | Existing | 2002-06-15 | 2099-01-01 | Warthen | GA | Washington
3809 | Sandstone RapidsHydroExisting | Hydro | 1 | 78189 | Hydro Run-of-River | MISO West Region | Wisconsin Public Service Corp. | Existing | 1925-01-01 | 2099-01-01 | Not Given | WI | Marinette
3810 | Sandy FallsHydroCancelled | Hydro | 3.2 | 609038 | Inactive | IESO | IESO (Ontario) | Cancelled | 1911-06-01 | 2099-01-01 | Timmins | ON | Not Applicable
3811 | Sandy LakeHydroExisting | Hydro | 3.6 | 609262 | Hydro Run-of-River | Eastern Canada | Nova Scotia Power Corp. | Existing | 1928-01-01 | 2099-01-01 | Not Given | NS | Not Applicable
3812 | Sanford (FPL)CCExisting | CC | 2068 | 2344 | Combined Cycle | Florida | Florida Power & Light Co. | Existing | 2002-06-15 | 2099-01-01 | Lake Monroe | FL | Volusia
3813 | Sanford (FPL)CTCancelled | CT | 600 | 2344 | Retired | Florida | Florida Power & Light Co. | Cancelled | 2003-07-01 | 2003-10-01 | Lake Monroe | FL | Volusia
3814 | Sanford (FPL)OtherExisting | Other | 155 | 2344 | ST Oil | Florida | Florida Power & Light Co. | Existing | 1959-05-01 | 2099-01-01 | Lake Monroe | FL | Volusia
3815 | SanfordHydroCancelled | Hydro | 3.06 | 78188 | Inactive | MISO East Region | Consumers Energy Co. | Cancelled | 1925-08-01 | 2099-01-01 | Sanford | MI | Midland
3816 | Sangamon Valley LandfillCTCancelled | CT | 3 | #N/A | Inactive | MISO Central Region | City Water, Light & Power (Springfield IL) | Cancelled | 1997-01-01 | 2099-01-01 | Springfield | IL | Sangamon
3817 | Santa Rosa (SKYSER)CCExisting | CC | 250 | 78177 | Combined Cycle | SERC | Southern Company | Existing | 2002-11-15 | 2099-01-01 | Pace | FL | Santa Rosa
3818 | SanteetlahHydroExisting | Hydro | 45 | 78174 | Hydro Storage | TVA | Tennessee Valley Authority | Existing | 1928-06-01 | 2099-01-01 | Not Given | NC | Graham
3819 | Saranac FacilityCCExisting | CC | 142.8 | 2070 | Combined Cycle | NYISO | NYISO - North Zone (D) | Existing | 1994-06-01 | 2099-01-01 | Plattsburgh | NY | Clinton
3820 | Sarcelle (Rupert Diversion)HydroPlanned | Hydro | 120 | 736705 | Hydro Storage | Eastern Canada | Hydro-Quebec | Planned | 2011-01-01 | 2099-12-01 |  | PQ | Not Applicable
3821 | SargentCTCancelled | CT | 2.49 | 78173 | Inactive | MRO US | Nebraska Public Power District | Cancelled | 1954-01-01 | 2099-01-01 | Sargent | NE | Custer
3822 | Sarnia Joint VentureCCExisting | CC | 650 | 609715 | Combined Cycle | IESO | IESO (Ontario) | Existing | 2003-02-01 | 2099-01-01 | Sarnia | ON | Not Applicable
3823 | SarpyCTExisting | CT | 353.1 | 78171 | CT Gas | MRO US | Omaha Public Power District | Existing | 1972-06-01 | 2099-01-01 | Bellevue | NE | Sarpy
3824 | SarpyOtherExisting | Other | 3.4 | 78171 | CT Oil | MRO US | Omaha Public Power District | Existing | 1996-05-01 | 2099-01-01 | Bellevue | NE | Sarpy
3825 | Sartell MillCoalCancelled | Coal | 20.4 | 78170 | Inactive | MISO West Region | Northern States Power Co. | Cancelled | 1982-01-01 | 2099-01-01 | Sartell | MN | Stearns
3826 | Sartell MillHydroCancelled | Hydro | 9.76 | 78170 | Inactive | MISO West Region | Northern States Power Co. | Cancelled | 1985-01-01 | 2099-01-01 | Sartell | MN | Stearns
3827 | Saugus RescoOtherExisting | Other | 49.97 | 78168 | ST Other | ISO New England | National Grid - NEMA | Existing | 1975-10-01 | 2099-01-01 | Saugus | MA | Essex
3828 | Savage MountainWindPlanned | Wind | 40 | 587834 | Wind | PJM | Allegheny Energy, Inc. | Planned | 2008-12-31 | 2099-12-01 | Not Given | MD | Allegany
3829 | Saxon FallsHydroExisting | Hydro | 2 | 78162 | Hydro Run-of-River | MISO West Region | Northern States Power Co. | Existing | 1913-01-01 | 2099-01-01 | Saxon | WI | Jackson
3830 | Sayreville Cogeneration FacilityCCExisting | CC | 275 | 1887 | Combined Cycle | PJM | Jersey Central Power & Light | Existing | 1991-08-01 | 2099-01-01 | Sayreville | NJ | Middlesex
3831 | SayrevilleCTCancelled | CT | 190 | 1426 | Retired | PJM | Jersey Central Power & Light | Cancelled | 1955-04-01 | 2004-03-01 | Sayreville | NJ | Middlesex
3832 | SayrevilleCTExisting | CT | 304 | 1426 | CT Gas | PJM | Jersey Central Power & Light | Existing | 1972-03-01 | 2099-01-01 | Sayreville | NJ | Middlesex
3833 | ScanlonHydroExisting | Hydro | 1 | 78158 | Hydro Run-of-River | MISO West Region | Minnesota Power, Inc. | Existing | 1923-01-01 | 2099-01-01 | Sawyer | MN | Carlton
3834 | Scarfe LakeHydroCancelled | Hydro | 1 | 651756 | Inactive | IESO | IESO (Ontario) | Cancelled | 1988-01-01 | 2099-01-01 | Not Given | ON | Not Applicable
3835 | SchaghticokeHydroExisting | Hydro | 15.2 | 78157 | Hydro Run-of-River | NYISO | NYISO - Capital Zone (F) | Existing | 1908-01-01 | 2099-01-01 | Not Given | NY | Rensselaer
3836 | SchahferCoalExisting | Coal | 1625 | 1727 | ST Coal | MISO East Region | Northern Indiana Public Service Co. | Existing | 1976-12-31 | 2099-01-01 | Wheatfield | IN | Jasper
3837 | SchahferCTExisting | CT | 155 | 1727 | CT Gas | MISO East Region | Northern Indiana Public Service Co. | Existing | 1979-12-01 | 2099-01-01 | Wheatfield | IN | Jasper
3838 | SchererCoalExisting | Coal | 3462 | 1768 | ST Coal | SERC | Southern Company | Existing | 1982-03-19 | 2050-01-01 | Juliette | GA | Monroe
3839 | Schiller StationCoalExisting | Coal | 145.1 | 1418 | ST Coal | ISO New England | Northeast Utilities - New Hampshire | Existing | 1952-10-01 | 2099-01-01 | Portsmouth | NH | Rockingham
3840 | Schiller StationCTCancelled | CT | 50 | 1418 | Indefinitely Postponed | ISO New England | Northeast Utilities - New Hampshire | Cancelled | 2050-01-01 | 2099-12-01 | Portsmouth | NH | Rockingham
3841 | Schiller StationOtherExisting | Other | 22 | 1418 | CT Oil | ISO New England | Northeast Utilities - New Hampshire | Existing | 1970-11-01 | 2099-01-01 | Portsmouth | NH | Rockingham
3842 | ScholzCoalExisting | Coal | 95.1 | 2352 | ST Coal | SERC | Southern Company | Existing | 1953-03-01 | 2050-01-01 | Sneads | FL | Jackson
3843 | School StreetHydroExisting | Hydro | 36.2 | 78155 | Hydro Run-of-River | NYISO | NYISO - Capital Zone (F) | Existing | 1974-01-01 | 2099-01-01 | Cohoes | NY | Albany
3844 | Schoolfield DamHydroCancelled | Hydro | 4.5 | 78154 | Inactive | PJM | Dominion | Cancelled | 1990-11-01 | 2099-01-01 | Danville | VA | Danville
3845 | SchuylervilleHydroExisting | Hydro | 6.7 | 78152 | Hydro Run-of-River | NYISO | NYISO - Capital Zone (F) | Existing | 1919-01-01 | 2099-01-01 | Not Given | NY | Saratoga
3846 | SchuylkillOtherExisting | Other | 215.8 | 1553 | ST Oil | PJM | PECO Energy Co. | Existing | 1958-07-01 | 2099-01-01 | Philadelphia | PA | Philadelphia
3847 | Scotland DamHydroCancelled | Hydro | 2.2 | 78149 | Inactive | ISO New England | Northeast Utilities - New Hampshire | Cancelled | 1937-01-01 | 2099-01-01 | Scotland | CT | Windham
3848 | Scott Energy Inc IICTCancelled | CT | 1.25 | #N/A | Inactive | PJM | Dominion | Cancelled | 1989-12-01 | 2099-01-01 | Amelia | VA | Amelia
3849 | Scott FallsHydroExisting | Hydro | 22.2 | 609391 | Hydro Run-of-River | IESO | IESO (Ontario) | Existing | 1952-01-01 | 2099-01-01 | Not Given | ON | Not Applicable
3850 | Scott Wood Inc. ICTCancelled | CT | 1.4 | #N/A | Retired | PJM | Dominion | Cancelled | 1985-12-01 | 2001-06-01 | Amelia | VA | Amelia
3851 | Scott Worldwide Oconto FallsHydroCancelled | Hydro | 2.06 | 76299 | Inactive | MISO West Region | Wisconsin Public Power, Inc. System | Cancelled | 1971-01-01 | 2099-01-01 | Oconto Falls | WI | Oconto
3852 | Scott-SD Warren (Westbrook)CoalExisting | Coal | 25 | 1972 | ST Coal | ISO New England | Central Maine Power Co. | Existing | 1985-04-01 | 2099-01-01 | Westbrook | ME | Cumberland
3853 | Scott-SD Warren (Westbrook)HydroExisting | Hydro | 8.81 | 1972 | Hydro Run-of-River | ISO New England | Central Maine Power Co. | Existing | 1940-01-01 | 2099-01-01 | Westbrook | ME | Cumberland
3854 | Scott-SD Warren (Westbrook)OtherExisting | Other | 47.5 | 1972 | ST Other | ISO New England | Central Maine Power Co. | Existing | 1985-04-01 | 2099-01-01 | Westbrook | ME | Cumberland
3855 | ScottvilleCTCancelled | CT | 4.05 | 78144 | Retired | MISO East Region | Wolverine Power Supply Coop, Inc. | Cancelled | 1947-01-01 | 2002-01-01 | Scottville | MI | Mason
3856 | Scrubgrass Generating Co.CoalExisting | Coal | 94.7 | 2013 | ST Coal | PJM | Pennsylvania Electric | Existing | 1993-06-15 | 2099-01-01 | Kennerdell | PA | Venango
3857 | SE Generating CorpCTExisting | CT | 80 | 405430 | CT Gas | SERC | Southern Company | Existing | 2000-07-01 | 2099-01-01 | Not Given | GA | Decatur
3858 | SeabrookNuclearExisting | Nuclear | 1158 | 78143 | Nuclear | ISO New England | Northeast Utilities - New Hampshire | Existing | 1990-07-01 | 2030-03-01 | Seabrook | NH | Rockingham
3859 | SeafordOtherExisting | Other | 7.86 | 78141 | CT Oil | PJM | Delmarva Power & Light Co. | Existing | 1947-01-01 | 2099-01-01 | Seaford | DE | Sussex
3860 | Searsburg Wind TurbineWindCancelled | Wind | 6.05 | 78138 | Inactive | ISO New England | Green Mountain Power Corp. | Cancelled | 1997-07-01 | 2099-01-01 | Bennington | VT | Bennington
3861 | SearsburgHydroExisting | Hydro | 4.96 | 78139 | Hydro Run-of-River | ISO New England | Central Vermont Public Service Corp. | Existing | 1922-03-01 | 2099-01-01 | Readsboro | VT | Bennington
3862 | Sebring DinnerCTCancelled | CT | 11 | #N/A | Retired | Florida | Tampa Electric Co. | Cancelled | 1966-12-01 | 2001-01-01 | Sebring | FL | Highlands
3863 | Sebring PhillipsCTCancelled | CT | 3.6 | #N/A | Retired | Florida | Tampa Electric Co. | Cancelled | 1983-06-01 | 2001-01-01 | Sebring | FL | Highlands
3864 | Sebring PhillipsOtherExisting | Other | 34 | #N/A | CT Oil | Florida | Tampa Electric Co. | Existing | 1983-06-01 | 2099-01-01 | Sebring | FL | Highlands
3865 | SecordHydroCancelled | Hydro | 1.31 | 78133 | Inactive | MISO East Region | Consumers Energy Co. | Cancelled | 1925-08-01 | 2099-01-01 | Gladwin | MI | Gladwin
3866 | SediverCTCancelled | CT | 3 | 578592 | Inactive | SERC | Duke Energy Corp. | Cancelled | 1995-07-01 | 2099-01-01 | Not Given | SC | Not Applicable
3867 | Selkirk (MB)CoalExisting | Coal | 119 | 608431 | ST Coal | MRO Canada - Manitoba | Manitoba Hydro | Existing | 1960-09-01 | 2050-01-01 | Selkirk | MB | Not Applicable
3868 | Selkirk Cogen Partners LPCCExisting | CC | 381.99 | 1924 | Combined Cycle | NYISO | NYISO - Capital Zone (F) | Existing | 1992-03-01 | 2099-01-01 | Selkirk | NY | Albany
3869 | SEMASS Resource Recovery FacilOtherExisting | Other | 93.62 | 78272 | ST Other | ISO New England | NSTAR Commonwealth | Existing | 1988-10-01 | 2099-01-01 | West Wareham | MA | Plymouth
3870 | Seminole (OKGE)CTExisting | CT | 1521.6 | 1517 | ST Gas | SPP | Oklahoma Gas & Electric Co. | Existing | 1971-03-01 | 2099-01-01 | Konawa | OK | Seminole
3871 | Seminole (SECI)CoalExisting | Coal | 1272 | 2270 | ST Coal | Florida | Seminole Electric Coop, Inc. | Existing | 1984-02-01 | 2099-01-01 | Palatka | FL | Putnam
3872 | Seminole Generating StationCoalFuture | Coal | 750 | 2270 | ST Coal | Florida | Seminole Electric Coop, Inc. | Future | 2012-05-01 | 2099-12-01 | Palatka | FL | Putnam
3873 | Seneca - CEIHydroExisting | Hydro | 467 | 78122 | Hydro Run-of-River | PJM | Pennsylvania Electric | Existing | 1970-01-01 | 2099-01-01 | Not Given | PA | Warren
3874 | Seneca FallsHydroCancelled | Hydro | 6.3 | 78120 | Inactive | NYISO | NYISO - Central Zone (C) | Cancelled | 1917-08-01 | 2099-01-01 | Not Given | NY | Seneca
3875 | Seneca Hydroelectric #1HydroCancelled | Hydro | 2 | 610981 | Inactive | NYISO | NYISO - Central Zone (C) | Cancelled | 1985-12-01 | 2099-01-01 | Onondaga | NY | Onondaga
3876 | Seneca MeadowsCTCancelled | CT | 11.2 | 78121 | Inactive | NYISO | NYISO - Central Zone (C) | Cancelled | 1996-03-01 | 2099-01-01 | Waterloo | NY | Seneca
3877 | SenneterreOtherExisting | Other | 32 | 914940 | ST Other | Eastern Canada | Hydro-Quebec | Existing | 2001-12-01 | 2099-01-01 | Senneterre | PQ | Not Applicable
3878 | Sequoyah (Tva)NuclearExisting | Nuclear | 2309 | 78118 | Nuclear | TVA | Tennessee Valley Authority | Existing | 1981-07-01 | 2040-09-01 | Not Given | TN | Hamilton
3879 | Serpent RiverHydroExisting | Hydro | 7.2 | 913756 | Hydro Run-of-River | IESO | IESO (Ontario) | Existing | 1989-01-01 | 2099-01-01 | Spanish | ON | Not Applicable
3880 | Settlers Hill Gas RecoveryCTCancelled | CT | 6 | 78117 | Inactive | PJM | Commonwealth Edison Co. | Cancelled | 1988-10-01 | 2099-01-01 | Batavia | IL | Kane
3881 | Seven SistersHydroExisting | Hydro | 167.58 | 608434 | Hydro Run-of-River | MRO Canada - Manitoba | Manitoba Hydro | Existing | 1931-05-01 | 2099-01-01 | Selkirk | MB | Not Applicable
3882 | SewallsHydroCancelled | Hydro | 2.2 | 78115 | Inactive | NYISO | NYISO - Mohawk Valley Zone (E) | Cancelled | 1925-01-01 | 2099-01-01 | Not Given | NY | Jefferson
3883 | Seward (RELIANT)CoalCancelled | Coal | 491 | 1534 | Indefinitely Postponed | PJM | Pennsylvania Electric | Cancelled | 2050-01-01 | 2099-12-01 | New Florence | PA | Indiana
3884 | Seward (RELIANT)CoalExisting | Coal | 584 | 1534 | ST Coal | PJM | Pennsylvania Electric | Existing | 2004-10-30 | 2099-01-01 | New Florence | PA | Indiana
3885 | SewarenCTExisting | CT | 463 | 1434 | ST Gas | PJM | Public Service Electric & Gas Co. | Existing | 1948-12-01 | 2008-10-01 | Sewaren | NJ | Middlesex
3886 | SewarenOtherExisting | Other | 140 | 1434 | CT Oil | PJM | Public Service Electric & Gas Co. | Existing | 1965-11-01 | 2099-01-01 | Sewaren | NJ | Middlesex
3887 | Sewell Creek Energy CenterCTExisting | CT | 524 | 78113 | CT Gas | SERC | Southern Company | Existing | 2000-07-01 | 2099-01-01 | Cedartown | GA | Polk
3888 | Seymour (OPGI)HydroCancelled | Hydro | 6.3 | 913562 | Inactive | IESO | IESO (Ontario) | Cancelled | 1909-12-04 | 2099-01-01 | Campbellford | ON | Not Applicable
3889 | Seymour Road Generating StatioCTExisting | CT | 1.6 | 78111 | CT Gas | MISO East Region | Consumers Energy Co. | Existing | 1995-11-21 | 2099-01-01 | Montrose | MI | Genesee
3890 | ShandCoalExisting | Coal | 273 | 608590 | ST Coal | MRO Canada - SaskPower | SaskPower | Existing | 1992-06-01 | 2099-01-01 | Not Given | SK | Not Applicable
3891 | Shaokatan Hills Wind PlantWindExisting | Wind | 8 | 78107 | Wind | MISO West Region | Northern States Power Co. | Existing | 1999-07-15 | 2099-01-01 | Ivanhoe | MN | Lincoln
3892 | Sharon SpringOtherExisting | Other | 3.03 | 78106 | CT Oil | SPP | Kansas City Board of Public Utilities | Existing | 1951-01-01 | 2099-01-01 | Sharon Springs | KS | Wallace
3893 | ShaughnessyHydroCancelled | Hydro | 5.36 | 76268 | Inactive | MISO East Region | FirstEnergy Ohio | Cancelled | 1988-09-01 | 2099-01-01 | Not Given | OH | Franklin
3894 | Shawinigan 2HydroExisting | Hydro | 186.8 | 608653 | Hydro Run-of-River | Eastern Canada | Hydro-Quebec | Existing | 1986-05-01 | 2099-01-01 | Not Given | PQ | Not Applicable
3895 | Shawinigan 3HydroExisting | Hydro | 166.38 | 608659 | Hydro Run-of-River | Eastern Canada | Hydro-Quebec | Existing | 1983-04-01 | 2099-01-01 | Not Given | PQ | Not Applicable
3896 | ShawmutHydroCancelled | Hydro | 9.5 | 78099 | Inactive | ISO New England | Central Maine Power Co. | Cancelled | 1982-04-01 | 2099-01-01 | Fairfield | ME | Somerset
3897 | Shawnee (RELIANT)OtherExisting | Other | 26 | 78098 | CT Oil | PJM | Metropolitan Edison | Existing | 1972-06-01 | 2099-12-01 | East Stroudsburg | PA | Monroe
3898 | Shawnee (TVA)CoalExisting | Coal | 1369 | 2468 | ST Coal | TVA | Tennessee Valley Authority | Existing | 1953-04-01 | 2099-01-01 | Paducah | KY | Mccracken
3899 | ShawvilleCoalExisting | Coal | 618 | 1535 | ST Coal | PJM | Pennsylvania Electric | Existing | 1954-08-01 | 2099-01-01 | Shawville | PA | Clearfield
3900 | ShawvilleCTCancelled | CT | 6 | 1535 | Inactive | PJM | Pennsylvania Electric | Cancelled | 1963-12-01 | 2099-01-01 | Shawville | PA | Clearfield
3901 | Sheboygan FallsCTExisting | CT | 300 | 588204 | CT Gas | MISO West Region | Alliant East | Existing | 2005-06-02 | 2050-01-01 | Sheboygan | WI | Sheboygan
3902 | SheepskinOtherExisting | Other | 37 | 78096 | CT Oil | MISO West Region | Alliant East | Existing | 1971-06-01 | 2099-01-01 | Not Given | WI | Rock
3903 | Sheffield WindWindPlanned | Wind | 52 | 604948 | Wind | ISO New England | Green Mountain Power Corp. | Planned | 2007-12-31 | 2099-12-01 | Sheffield | VT | Caledonia
3904 | Shelbina Power #1OtherExisting | Other | 4.75 | 78094 | CT Oil | TVA | Associated Electric Coop, Inc. | Existing | 1981-01-01 | 2099-01-01 | Shelbina | MO | Shelby
3905 | Shelbina Power #2OtherExisting | Other | 5.25 | 78093 | CT Oil | TVA | Associated Electric Coop, Inc. | Existing | 1992-04-01 | 2099-01-01 | Shelbina | MO | Shelby
3906 | ShelbinaOtherExisting | Other | 4.5 | 78092 | CT Oil | TVA | Associated Electric Coop, Inc. | Existing | 1981-01-01 | 2099-01-01 | Shelbina | MO | Shelby
3907 | Shelby Muni Lgt PltCoalCancelled | Coal | 36 | 78089 | Inactive | MISO East Region | FirstEnergy Ohio | Cancelled | 1948-04-01 | 2099-01-01 | Shelby | OH | Richland
3908 | Shelby Muni Lgt PltCTCancelled | CT | 3 | 78089 | Inactive | MISO East Region | FirstEnergy Ohio | Cancelled | 1963-06-01 | 2099-01-01 | Shelby | OH | Richland
3909 | ShelbyCTCancelled | CT | 1.83 | 78091 | Inactive | MISO East Region | FirstEnergy Ohio | Cancelled | 2000-04-01 | 2099-01-01 | Shelby | OH | Richland
3910 | Sheldon (NPPD)CoalCancelled | Coal | 257 | 1408 | Inactive | MRO US | Nebraska Public Power District | Cancelled | 1961-01-01 | 2000-01-01 | Hallam | NE | Lancaster
3911 | Sheldon (NPPD)CoalExisting | Coal | 257 | 1408 | ST Coal | MRO US | Nebraska Public Power District | Existing | 1961-01-01 | 2099-01-01 | Hallam | NE | Lancaster
3912 | Sheldon Springs HydroelectricHydroExisting | Hydro | 25.34 | 78086 | Hydro Run-of-River | ISO New England | Green Mountain Power Corp. | Existing | 1988-01-01 | 2099-01-01 | Sheldon Springs | VT | Franklin
3913 | Sheldon Wind FarmWindPlanned | Wind | 129 | 631974 | Wind | NYISO | NYISO - West Zone (A) | Planned | 2007-07-31 | 2099-12-01 | Sheldon | NY | Wyoming
3914 | Shelton Landfill Gas RecoveryCTCancelled | CT | 1.76 | 78085 | Inactive | ISO New England | United Illuminating - SW Connecticut | Cancelled | 1995-06-01 | 2099-01-01 | Shelton | CT | Fairfield
3915 | ShenandoahOtherExisting | Other | 20 | 78084 | CT Oil | MRO US | MidAmerican Energy Co. | Existing | 2000-06-01 | 2099-01-01 | Shenandoah | IA | Page
3916 | ShepaugHydroExisting | Hydro | 43.4 | 78081 | Hydro Run-of-River | ISO New England | Northeast Utilities - SW Connecticut | Existing | 1955-01-01 | 2099-01-01 | Southbury | CT | New Haven
3917 | SherburneCoalCancelled | Coal | 891.36 | 1729 | Inactive | MISO West Region | Northern States Power Co. | Cancelled | 1987-11-01 | 2000-01-01 | Becker | MN | Sherburne
3918 | SherburneCoalExisting | Coal | 2321.36 | 1729 | ST Coal | MISO West Region | Northern States Power Co. | Existing | 1976-05-01 | 2099-01-01 | Becker | MN | Sherburne
3919 | Sherman AvenueCTExisting | CT | 96 | 1791 | CT Gas | PJM | Atlantic City Electric Co. | Existing | 1991-05-01 | 2099-01-01 | Not Given | NJ | Cumberland
3920 | Sherman Energy FacilityOtherExisting | Other | 21.06 | 78078 | ST Oil | ISO New England | Bangor Hydro-Electric Co. | Existing | 1986-07-01 | 2099-01-01 | Sherman Station | ME | Penobscot
3921 | Sherman HospitalCTCancelled | CT | 1.6 | 78077 | Inactive | PJM | Commonwealth Edison Co. | Cancelled | 1989-01-01 | 2099-01-01 | Brookfield | IL | Cook
3922 | Sherman IslandHydroExisting | Hydro | 27.3 | 78076 | Hydro Run-of-River | NYISO | NYISO - Capital Zone (F) | Existing | 1923-01-01 | 2099-01-01 | Not Given | NY | Warren
3923 | ShermanHydroExisting | Hydro | 7 | 78079 | Hydro Run-of-River | ISO New England | National Grid - WCMA | Existing | 1926-12-01 | 2099-01-01 | Not Given | MA | Franklin
3924 | ShirasCoalCancelled | Coal | 77.2 | 1370 | Inactive | MISO West Region | We Energies | Cancelled | 1972-01-01 | 2099-01-01 | Marquette | MI | Marquette
3925 | ShoemakerCTExisting | CT | 45.2 | 78069 | CT Gas | NYISO | NYISO - Hudson Valley Zone (G) | Existing | 1971-05-01 | 2099-01-01 | Not Given | NY | Orange
3926 | Shoosmith Brothers IncorporatCTCancelled | CT | 3.7 | #N/A | Inactive | PJM | Dominion | Cancelled | 1999-01-01 | 2099-01-01 | Chester | VA | Chesterfield
3927 | Shoreham (LILCO)OtherExisting | Other | 84 | 78067 | CT Oil | NYISO | NYISO - Long Island (K) | Existing | 1971-07-01 | 2099-01-01 | Shoreham | NY | Suffolk
3928 | Shoreham (PPLGL)OtherExisting | Other | 78 | 78068 | CT Oil | NYISO | NYISO - Long Island (K) | Existing | 2002-07-28 | 2099-01-01 | Shoreham | NY | Suffolk
3929 | ShrewsburyOtherExisting | Other | 13.75 | 78062 | CT Oil | ISO New England | Massachusetts Municipal Wholesale - NEMA | Existing | 1969-11-01 | 2099-01-01 | Shrewsbury | MA | Worcester
3930 | Sibley (UTIL)CoalExisting | Coal | 495.1 | 1392 | ST Coal | SPP | Aquila MISSOURI | Existing | 1960-06-01 | 2099-01-01 | Sibley | MO | Jackson
3931 | Sibley No OneCTCancelled | CT | 2.1 | 78057 | Inactive | MISO Central Region | AmerenCIPS | Cancelled | 1971-09-01 | 2099-01-01 | Sibley | IA | Osceola
3932 | Sibley No OneOtherExisting | Other | 5.43 | 78057 | CT Oil | MISO Central Region | AmerenCIPS | Existing | 1987-04-01 | 2099-01-01 | Sibley | IA | Osceola
3933 | Sibley No TwoCTCancelled | CT | 1.12 | 78058 | Inactive | MISO Central Region | AmerenCIPS | Cancelled | 1987-12-01 | 2099-01-01 | Sibley | IA | Osceola
3934 | Sibley Wind FarmWindCancelled | Wind | 1.2 | #N/A | Inactive | MRO US | MidAmerican Energy Co. | Cancelled | 1996-05-21 | 2099-01-01 | Sibley | IA | Osceola
3935 | Sidney (DP&L)CTCancelled | CT | 12.5 | 78056 | Inactive | PJM | Dayton Power & Light Co. | Cancelled | 1968-07-01 | 2099-01-01 | Sidney | OH | Shelby
3936 | Sidney (OPGI)HydroCancelled | Hydro | 4.88 | 913667 | Inactive | IESO | IESO (Ontario) | Cancelled | 1911-09-01 | 2099-01-01 | Trenton | ON | Not Applicable
3937 | Sidney (SID)CTCancelled | CT | 7.2 | 78055 | Inactive | MRO US | WAPA Billings East (UM-East) NEBRASKA & IOWA | Cancelled | 1931-01-01 | 2099-01-01 | Sidney | NE | Cheyenne
3938 | Sidney A. MurrayHydroExisting | Hydro | 192 | 78054 | Hydro Run-of-River | Entergy | Central Entergy | Existing | 1990-05-01 | 2099-01-01 | Vidalia | LA | Concordia
3939 | SikestonCoalExisting | Coal | 235 | 1781 | ST Coal | SPP | Southwestern Power Administration | Existing | 1981-08-27 | 2099-01-01 | Sikeston | MO | Scott
3940 | Sills IslandHydroCancelled | Hydro | 1.6 | 913626 | Inactive | IESO | IESO (Ontario) | Cancelled | 1899-12-31 | 2099-01-01 | Frankford | ON | Not Applicable
3941 | Silver Bay Power Co.CoalExisting | Coal | 87 | 1935 | ST Coal | MISO West Region | Minnesota Power, Inc. | Existing | 1955-10-01 | 2099-01-01 | Silver Bay | MN | Lake
3942 | Silver Creek Generating StationCTExisting | CT | 250.5 | 593722 | CT Gas | SERC | South Mississippi Electric Power Association | Existing | 2003-05-01 | 2099-01-01 | Not Given | MS | Jefferson Davis
3943 | Silver FallsHydroExisting | Hydro | 48 | 608994 | Hydro Storage | IESO | IESO (Ontario) | Existing | 1959-09-01 | 2099-01-01 | Thunder Bay | ON | Not Applicable
3944 | Silver Lake (CVPSC)HydroExisting | Hydro | 2.2 | 78047 | Hydro Run-of-River | ISO New England | Central Vermont Public Service Corp. | Existing | 1917-02-01 | 2099-01-01 | Not Given | VT | Addison
3945 | Silver Lake (RPU)CoalExisting | Coal | 100 | 1380 | ST Coal | MISO West Region | Southern Minnesota Municipal Power Agency | Existing | 1962-11-01 | 2099-01-01 | Rochester | MN | Olmsted
3946 | SimsCoalExisting | Coal | 68 | 1365 | ST Coal | MISO East Region | Consumers Energy Co. | Existing | 1983-08-01 | 2099-01-01 | Grand Haven | MI | Ottawa
3947 | Sinclair DamHydroExisting | Hydro | 44.1 | 78042 | Hydro Storage | SERC | Southern Company | Existing | 1953-02-01 | 2099-01-01 | Eatonton | GA | Baldwin
3948 | SiouxCoalExisting | Coal | 1035 | 1396 | ST Coal | MISO Central Region | AmerenUE | Existing | 1967-05-01 | 2099-01-01 | West Alton | MO | St. Charles
3949 | Sir Adam Beck 1HydroExisting | Hydro | 497.8 | 609103 | Hydro Run-of-River | IESO | IESO (Ontario) | Existing | 1923-01-01 | 2099-01-01 | Not Given | ON | Not Applicable
3950 | Sir Adam Beck 2HydroExisting | Hydro | 1475 | 609095 | Hydro Run-of-River | IESO | IESO (Ontario) | Existing | 1954-01-01 | 2099-01-01 | Not Given | ON | Not Applicable
3951 | Sir Adam Beck PumpingHydroExisting | Hydro | 174 | 609100 | Pumped Storage Hydro | IESO | IESO (Ontario) | Existing | 1957-01-01 | 2099-01-01 | Not Given | ON | Not Applicable
3952 | SissibooHydroExisting | Hydro | 5.3 | 609335 | Hydro Run-of-River | Eastern Canada | Nova Scotia Power Corp. | Existing | 1961-01-01 | 2099-01-01 | Not Given | NS | Not Applicable
3953 | SissonHydroExisting | Hydro | 9 | 609195 | Hydro Run-of-River | Eastern Canada | NB Power | Existing | 1965-01-01 | 2099-01-01 | Not Given | NB | Not Applicable
3954 | Sissonville HydroelectricHydroCancelled | Hydro | 3 | 78035 | Inactive | NYISO | NYISO - Mohawk Valley Zone (E) | Cancelled | 1990-08-01 | 2099-01-01 | Potsdam | NY | St. Lawrence
3955 | Sixth Street MiOtherExisting | Other | 18 | 78033 | CT Oil | MISO East Region | Consumers Energy Co. | Existing | 1974-05-01 | 2099-01-01 | Holland | MI | Ottawa
3956 | Sixth StreetCoalExisting | Coal | 68 | 2432 | ST Coal | MISO West Region | Alliant West | Existing | 1950-10-01 | 2099-01-01 | Cedar Rapids | IA | Linn
3957 | SkeltonHydroExisting | Hydro | 20 | 78029 | Hydro Run-of-River | ISO New England | Central Maine Power Co. | Existing | 1948-01-01 | 2099-01-01 | Hollis Center | ME | York
3958 | Slave FallsHydroExisting | Hydro | 71.12 | 608424 | Hydro Run-of-River | MRO Canada - Manitoba | Manitoba Hydro | Existing | 1931-08-01 | 2099-01-01 | Not Given | MB | Not Applicable
3959 | Sleeping BearWindExisting | Wind | 96 | 587755 | Wind | SPP | Western Farmers Electric Coop | Existing | 2007-05-01 | 2099-01-01 | Not Given | OK | Harper
3960 | Sleepy EyeCTCancelled | CT | 1.5 | 78023 | Inactive | MISO West Region | Northern States Power Co. | Cancelled | 1961-01-01 | 2099-01-01 | Sleepy Eye | MN | Brown
3961 | Sleepy EyeOtherExisting | Other | 9 | 78023 | CT Oil | MISO West Region | Northern States Power Co. | Existing | 1995-06-01 | 2099-01-01 | Sleepy Eye | MN | Brown
3962 | SlocumOtherExisting | Other | 14 | 78021 | CT Oil | MISO East Region | Detroit Edison Co. | Existing | 1968-11-01 | 2099-01-01 | Not Given | MI | Wayne
3963 | SmallwoodHydroCancelled | Hydro | 1.1 | 78017 | Inactive | MISO East Region | Consumers Energy Co. | Cancelled | 1925-08-01 | 2099-01-01 | Gladwin | MI | Gladwin
3964 | Smarr Energy CenterCTExisting | CT | 250 | 78016 | CT Gas | SERC | Southern Company | Existing | 1999-06-15 | 2099-01-01 | Smarr | GA | Monroe
3965 | Smeco CTCTExisting | CT | 93 | #N/A | CT Gas | PJM | Potomac Electric Power Co. | Existing | 1990-06-01 | 2099-01-01 | Aquasco | MD | Prince Georges
3966 | Smelt Hill - CMPHydroCancelled | Hydro | 1.1 | 78014 | Inactive | ISO New England | Central Maine Power Co. | Cancelled | 1994-11-01 | 2099-01-01 | Not Given | ME | Not Applicable
3967 | Smith (OMU)CoalExisting | Coal | 441 | 2466 | ST Coal | TVA | E.ON U.S. (LG&E) | Existing | 1964-04-01 | 2099-01-01 | Owensboro | KY | Daviess
3968 | Smith (POTED)CoalExisting | Coal | 115 | 1335 | ST Coal | PJM | Allegheny Energy, Inc. | Existing | 1947-10-01 | 2099-01-01 | Williamsport | MD | Washington
3969 | Smith (PSNH)HydroExisting | Hydro | 14.18 | 78011 | Hydro Run-of-River | ISO New England | Northeast Utilities - New Hampshire | Existing | 1948-01-01 | 2099-01-01 | Berlin | NH | Coos
3970 | Smith 1CoalFuture | Coal | 278 | 2249 | ST Coal | TVA | East Kentucky Power Coop, Inc. | Future | 2009-01-01 | 2099-12-01 | Winchester | KY | Clark
3971 | Smith IslandCTCancelled | CT | 1.68 | 78013 | Inactive | PJM | Delmarva Power & Light Co. | Cancelled | 1969-12-01 | 2099-01-01 | Ewell | MD | Somerset
3972 | Smith IslandWindCancelled | Wind | 538 | 587864 | Indefinitely Postponed | PJM | Delmarva Power & Light Co. | Cancelled | 2007-01-01 | 2099-12-01 | Not Given | VA | Northampton
3973 | Smith LawtonCCCancelled | CC | 540 | #N/A | Indefinitely Postponed | SPP | Western Farmers Electric Coop | Cancelled | 2050-01-01 | 2099-01-01 | Lawton | OK | Comanche
3974 | Smith MountainHydroExisting | Hydro | 565 | 78009 | Hydro Storage | PJM | AEP Appalachian | Existing | 1966-02-01 | 2099-01-01 | Sandy Level | VA | Pittsylvania
3975 | Smith Pocola Energy ProjectCCCancelled | CC | 600 | #N/A | Indefinitely Postponed | SPP | Oklahoma Gas & Electric Co. | Cancelled | 2050-01-01 | 2099-01-01 | Not Given | OK | Le Flore
3976 | Smith StreetOtherExisting | Other | 11.5 | 78008 | CT Oil | Florida | Florida Municipal Power Agency | Existing | 1946-01-01 | 2099-01-01 | New Smyrna Beach | FL | Volusia
3977 | SmithlandHydroFuture | Hydro | 72 | 587864 | Hydro Storage | TVA | E.ON U.S. (LG&E) | Future | 2008-06-01 | 2099-12-01 | Smithland | KY | Livingston
3978 | Smoky FallsHydroExisting | Hydro | 54 | 608996 | Hydro Storage | IESO | IESO (Ontario) | Existing | 1928-01-01 | 2099-01-01 | Kapuskasing | ON | Not Applicable
3979 | Smoky HillsWindCancelled | Wind | 150 | 737336 | Indefinitely Postponed | SPP | WestPlains Energy (KS) | Cancelled | 2050-01-01 | 2099-12-01 | Not Given | KS | Ellsworth
3980 | SnowdenHydroCancelled | Hydro | 5 | 77994 | Inactive | PJM | AEP Appalachian | Cancelled | 1987-08-01 | 2099-01-01 | Bedford | VA | Amherst
3981 | Soft MapleHydroExisting | Hydro | 15.48 | 77988 | Hydro Run-of-River | NYISO | NYISO - Mohawk Valley Zone (E) | Existing | 1925-01-01 | 2099-01-01 | Not Given | NY | Lewis
3982 | Soliloquoy Ridge LLCWindCancelled | Wind | 1.9 | 77980 | Inactive | MISO West Region | Northern States Power Co. | Cancelled | 2001-08-21 | 2099-01-01 | Hendricks | MN | Lincoln
3983 | Solon DieselOtherExisting | Other | 15 | 77978 | CT Oil | MISO West Region | Minnesota Power, Inc. | Existing | 1988-01-01 | 2099-01-01 | Solon Springs | WI | Douglas
3984 | Solway Power PlantCTExisting | CT | 48.8 | 76125 | CT Gas | MISO West Region | Otter Tail Power Co. | Existing | 2003-06-01 | 2099-01-01 | Bemidji | MN | Beltrami
3985 | Somerset J1 Mobile UnitOtherExisting | Other | 22 | #N/A | CT Oil | ISO New England | Central Vermont Public Service Corp. | Existing | 1970-11-01 | 2099-01-01 | Not Given | VT | Not Applicable
3986 | Somerset PlantCoalExisting | Coal | 108 | 77977 | ST Coal | ISO New England | Central Maine Power Co. | Existing | 1976-01-01 | 2099-01-01 | Skowhegan | ME | Somerset
3987 | Somerset Wind ProjectWindExisting | Wind | 9 | 77976 | Wind | PJM | Pennsylvania Electric | Existing | 2001-10-24 | 2099-01-01 | Somerset | PA | Somerset
3988 | SomersetCoalCancelled | Coal | 69.43 | 1345 | Retired | ISO New England | National Grid - SEMA | Cancelled | 1951-11-01 | 2002-01-01 | Somerset | MA | Bristol
3989 | SomersetCoalExisting | Coal | 111 | 1345 | ST Coal | ISO New England | National Grid - SEMA | Existing | 1959-07-01 | 2099-01-01 | Somerset | MA | Bristol
3990 | SomersetOtherExisting | Other | 21.2 | 1345 | CT Oil | ISO New England | National Grid - SEMA | Existing | 1971-05-01 | 2099-01-01 | Somerset | MA | Bristol
3991 | Somersworth (GE Hydro Station)HydroExisting | Hydro | 2.08 | #N/A | Hydro Run-of-River | ISO New England | Northeast Utilities - New Hampshire | Existing | 1988-01-01 | 2099-01-01 | Somersworth | NH | Strafford
3992 | Somersworth (Great Falls Lower)HydroCancelled | Hydro | 1.3 | 77975 | Inactive | ISO New England | Northeast Utilities - New Hampshire | Cancelled | 1985-06-01 | 2099-01-01 | Somersworth | NH | Strafford
3993 | SoonerCoalExisting | Coal | 1031 | 1732 | ST Coal | SPP | Oklahoma Gas & Electric Co. | Existing | 1979-11-01 | 2099-01-01 | Red Rock | OK | Noble
3994 | SOUCOM Small HydrosHydroCancelled | Hydro | 2.38 | #N/A | Inactive | SERC | Southern Company | Cancelled | 1924-12-01 | 2099-01-01 | Not Given | GA
3995 | South Barrington LandfillCTCancelled | CT | 1.8 | 77971 | Inactive | PJM | Commonwealth Edison Co. | Cancelled | 1997-01-01 | 2099-01-01 | South Barrington | IL | Cook
3996 | South BuffaloWindPlanned | Wind | 37.5 | 750664 | Wind | SPP | Western Farmers Electric Coop | Planned | 2007-12-31 | 2099-01-01 | Not Given | OK | Harper
3997 | South CairoOtherExisting | Other | 21.38 | 77967 | CT Oil | NYISO | NYISO - Hudson Valley Zone (G) | Existing | 1970-06-01 | 2099-01-01 | South Cairo | NY | Greene
3998 | South ColtonHydroExisting | Hydro | 20.6 | 77966 | Hydro Run-of-River | NYISO | NYISO - Mohawk Valley Zone (E) | Existing | 1954-01-01 | 2099-01-01 | South Colton | NY | St. Lawrence
3999 | South DakotaWindExisting | Wind | 40 | #N/A | Wind | MRO US | WAPA Billings East (UM-East) NEBRASKA & IOWA | Existing | 2003-10-01 | 2099-01-01 | Stephan | SD | Hyde
4000 | South District Wastewater TreaCTCancelled | CT | 2.7 | 77964 | Inactive | Florida | Florida Power & Light Co. | Cancelled | 1991-03-01 | 2099-01-01 | Miami | FL | Dade
4001 | South EdwardsHydroExisting | Hydro | 20 | 77962 | Hydro Run-of-River | NYISO | NYISO - Mohawk Valley Zone (E) | Existing | 1937-01-01 | 2099-01-01 | Not Given | NY | St. Lawrence
4002 | South FallsHydroCancelled | Hydro | 4.03 | 913735 | Inactive | IESO | IESO (Ontario) | Cancelled | 1916-08-25 | 2099-01-01 | Bracebridge | ON | Not Applicable
4003 | South Florida Cogeneration AssCCCancelled | CC | 27.9 | 77961 | Retired | Florida | Florida Power & Light Co. | Cancelled | 1987-01-01 | 2003-01-01 | Miami | FL | Dade
4004 | South Fond Du LacCTExisting | CT | 352 | 77960 | CT Gas | MISO West Region | Alliant East | Existing | 1993-05-01 | 2099-01-01 | Not Given | WI | Fond Du Lac
4005 | South Glens Falls CayugaCCExisting | CC | 62.99 | 732890 | Combined Cycle | NYISO | NYISO - Capital Zone (F) | Existing | 1991-10-01 | 2099-01-01 | South Glens Falls | NY | Saratoga
4006 | South Glens Falls HydroelectricHydroExisting | Hydro | 15.7 | 732890 | Hydro Run-of-River | NYISO | NYISO - Capital Zone (F) | Existing | 1994-12-01 | 2099-01-01 | South Glens Falls | NY | Saratoga
4007 | South Harper PeakingCTExisting | CT | 345 | 676826 | CT Gas | SPP | Aquila MISSOURI | Existing | 2005-06-17 | 2050-01-01 |  | MO | Cass
4008 | South HeartCoalFuture | Coal | 500 | 588255 | Inactive | MISO West Region | Montana Dakota Utilities Co. | Future | 2009-01-01 | 2099-01-01 | Scranton | ND | Bowman
4009 | South HeartWindFuture | Wind | 60 | 588255 | Inactive | MISO West Region | Montana Dakota Utilities Co. | Future | 2009-01-01 | 2099-12-01 | South Heart | ND | Stark
4010 | South HolstonHydroExisting | Hydro | 47.8 | 77950 | Hydro Storage | TVA | Tennessee Valley Authority | Existing | 1951-02-01 | 2099-01-01 | Bristol | TN | Sullivan
4011 | South Main StreetCTCancelled | CT | 16 | 77949 | Inactive | PJM | Commonwealth Edison Co. | Cancelled | 1967-09-01 | 2001-01-01 | Not Given | IL | Ogle
4012 | South MeadowCoalExisting | Coal | 64.1 | 77948 | ST Coal | ISO New England | Northeast Utilities - Connecticut | Existing | 1942-01-01 | 2099-01-01 | Not Given | CT | Hartford
4013 | South MeadowCTCancelled | CT | 40.37 | 77948 | Retired | ISO New England | Northeast Utilities - Connecticut | Cancelled | 1996-10-01 | 1997-10-15 | Not Given | CT | Hartford
4014 | South MeadowOtherExisting | Other | 195.6 | 77948 | CT Oil | ISO New England | Northeast Utilities - Connecticut | Existing | 1970-01-01 | 2099-01-01 | Not Given | CT | Hartford
4015 | South NorwalkCTCancelled | CT | 16.67 | 77947 | Inactive | ISO New England | Northeast Utilities - SW Connecticut | Cancelled | 1940-01-01 | 2099-01-01 | South Norwalk | CT | Fairfield
4016 | South Oaks HospitalCTCancelled | CT | 1.34 | 77945 | Inactive | NYISO | NYISO - Long Island (K) | Cancelled | 1990-06-01 | 2099-01-01 | Amityville | NY | Suffolk
4017 | South PlantOtherExisting | Other | 9.85 | 77942 | CT Oil | MRO US | MidAmerican Energy Co. | Existing | 1999-06-15 | 2099-01-01 | Waverly | IA | Bremer
4018 | South PointOtherFuture | Other | 150 | 588022 | ST Other | PJM | AEP Ohio | Future | 2007-07-01 | 2099-12-01 | South Point | OH | Lawrence
4019 | South RivannaHydroCancelled | Hydro | 1.07 | 629951 | Inactive | PJM | Dominion | Cancelled | 1988-04-01 | 2099-01-01 | Charlottesville | VA | Albemarle
4020 | South Shore PowerCCCancelled | CC | 500 | #N/A | Indefinitely Postponed | PJM | AEP I&M | Cancelled | 2050-01-01 | 2099-01-01 | Bridgman | MI | Berrien
4021 | Southampton (DOMENE)CoalExisting | Coal | 71.1 | 77935 | ST Coal | PJM | Dominion | Existing | 1992-03-01 | 2099-01-01 | Franklin | VA | Southampton
4022 | Southampton (KEYGEN)CTCancelled | CT | 79 | 77951 | Cancelled | NYISO | NYISO - Long Island (K) | Cancelled | 2004-05-01 | 2099-01-01 | Not Given | NY | Suffolk
4023 | Southampton (KEYGEN)OtherExisting | Other | 14 | 77951 | CT Oil | NYISO | NYISO - Long Island (K) | Existing | 1963-03-01 | 2099-01-01 | Not Given | NY | Suffolk
4024 | Southaven [Duke]CTExisting | CT | 640 | 2172 | CT Gas | Entergy | Eastern Entergy | Existing | 2002-05-30 | 2099-01-01 | Southaven | MS | De Soto
4025 | SouthavenCCExisting | CC | 800 | 77934 | Combined Cycle | TVA | Tennessee Valley Authority | Existing | 2003-06-01 | 2099-01-01 | Southaven | MS | De Soto
4026 | Southbridge Energy CenterCTCancelled | CT | 6 | #N/A | Inactive | ISO New England | National Grid - WCMA | Cancelled | 2001-06-01 | 2099-01-01 | Southbridge | MA | Worcester
4027 | Southeast Chicago Energy ProjectCTExisting | CT | 336.8 | 77931 | CT Gas | PJM | Commonwealth Edison Co. | Existing | 2002-10-07 | 2099-01-01 | Chicago | IL | Cook
4028 | Southeast Paper ManufacturingCCExisting | CC | 82.1 | #N/A | Combined Cycle | SERC | Southern Company | Existing | 1989-06-01 | 2099-01-01 | Dublin | GA | Laurens
4029 | Southeastern Connecticut Resource RecoveryOtherExisting | Other | 18.6 | #N/A | ST Other | ISO New England | Northeast Utilities - Connecticut | Existing | 1991-12-01 | 2099-01-01 | Preston | CT | New London
4030 | Southern Co. ServicesCTCancelled | CT | 2.25 | #N/A | Inactive | SERC | Southern Company | Cancelled | 1985-05-01 | 2099-01-01 | Atlanta | GA | Fulton
4031 | Southern Illinois Clean EnergyCCFuture | CC | 620 | 677685 | Inactive | MISO Central Region | AmerenCIPS | Future | 2009-06-01 | 2099-12-01 | Not Given | IL | Williamson
4032 | Southernmost Waste To Energy FOtherExisting | Other | 3.5 | 77926 | ST Other | Florida | Florida Municipal Power Agency | Existing | 1986-12-01 | 2099-01-01 | Key West | FL | Monroe
4033 | SoutholdOtherExisting | Other | 16 | 77925 | CT Oil | NYISO | NYISO - Long Island (K) | Existing | 1964-08-01 | 2099-01-01 | Southold | NY | Suffolk
4034 | SouthwarkOtherExisting | Other | 72 | 1554 | CT Oil | PJM | PECO Energy Co. | Existing | 1967-10-01 | 2099-01-01 | Philadelphia | PA | Philadelphia
4035 | SouthwestCoalExisting | Coal | 178 | 1758 | ST Coal | SPP | City Utilities of Springfield (Springfield MO) | Existing | 1976-06-01 | 2099-01-01 | Brookline Station | MO | Greene
4036 | SouthwestCoalPlanned | Coal | 275 | 1758 | ST Coal | SPP | City Utilities of Springfield (Springfield MO) | Planned | 2009-06-01 | 2099-01-01 | Brookline Station | MO | Greene
4037 | SouthwestCTExisting | CT | 88 | 1758 | CT Gas | SPP | City Utilities of Springfield (Springfield MO) | Existing | 1983-06-01 | 2099-01-01 | Brookline Station | MO | Greene
4038 | SouthwesternCTCancelled | CT | 2 | 1519 | Inactive | SPP | AEP West - SPP | Cancelled | 1962-05-01 | 2099-01-01 | Washita | OK | Caddo
4039 | SouthwesternCTExisting | CT | 475 | 1519 | ST Gas | SPP | AEP West - SPP | Existing | 1952-07-01 | 2099-01-01 | Washita | OK | Caddo
4040 | SouthwesternCTPlanned | CT | 170 | #N/A | CT Gas | SPP | AEP West - SPP | Planned | 2008-05-01 | 2099-01-01 | Washita | OK | Caddo
4041 | Southwire Co. Starkville POtherExisting | Other | 1.5 | #N/A | CT Oil | TVA | Tennessee Valley Authority | Existing | 1992-08-01 | 2099-01-01 | Starkville | MS | Oktibbeha
4042 | Southwire Specialty ProductsCTCancelled | CT | 2.75 | #N/A | Retired | SPP | AEP West - SPP | Cancelled | 1992-05-01 | 2002-01-01 | Osceola | AR | Mississippi
4043 | Southwire-Carrollton GACTCancelled | CT | 19.2 | #N/A | Inactive | SERC | Southern Company | Cancelled | 1985-05-01 | 2099-01-01 | Carrollton | GA | Carroll
4044 | SowegaCTExisting | CT | 94 | 77920 | CT Gas | SERC | Southern Company | Existing | 1999-07-01 | 2099-01-01 | Not Given | GA | Mitchell
4045 | Spagnoli RoadCCCancelled | CC | 270 | 587809 | Indefinitely Postponed | NYISO | NYISO - Long Island (K) | Cancelled | 2050-01-01 | 2099-01-01 | Melville | NY | Suffolk
4046 | Spalding (SPALD)CTCancelled | CT | 2.06 | 77918 | Inactive | MRO US | Nebraska Public Power District | Cancelled | 1975-07-01 | 2099-01-01 | Spalding | NE | Greeley
4047 | Sparrows PointCTExisting | CT | 152 | 1903 | ST Gas | PJM | Baltimore Gas & Electric Co. | Existing | 1935-07-01 | 2099-01-01 | Baltimore | MD | Baltimore
4048 | Spartan Hills LLCWindCancelled | Wind | 1.9 | 77915 | Inactive | MISO West Region | Northern States Power Co. | Cancelled | 2001-08-21 | 2099-01-01 | Hendricks | MN | Lincoln
4049 | Spartanburg Water SystemCTCancelled | CT | 1.6 | 77914 | Inactive | SERC | Duke Energy Corp. | Cancelled | 1998-01-01 | 2099-01-01 | Chesnee | SC | Spartanburg
4050 | Spartanburg Water SystemHydroCancelled | Hydro | 1 | 77914 | Inactive | SERC | Duke Energy Corp. | Cancelled | 1926-01-01 | 2099-01-01 | Chesnee | SC | Spartanburg
4051 | Spaulding HydroHydroCancelled | Hydro | 1.12 | #N/A | Inactive | ISO New England | Northeast Utilities - Connecticut | Cancelled | 1929-01-01 | 2099-01-01 | Not Given | MA | Franklin
4052 | SpearvilleWindExisting | Wind | 550 | #N/A | Wind | SPP | WestPlains Energy (KS) | Existing | 2010-05-01 | 2099-12-01 | Spearville | KS | Ford
4053 | Spencer (NPPD)HydroCancelled | Hydro | 1.8 | 77909 | Inactive | MRO US | Nebraska Public Power District | Cancelled | 1952-01-01 | 2099-01-01 | Spencer | NE | Boyd
4054 | Spencer (SPENCE)OtherExisting | Other | 22 | 77908 | CT Oil | MRO US | WAPA Billings East (UM-East) NEBRASKA & IOWA | Existing | 1970-01-01 | 2099-01-01 | Spencer | IA | Clay
4055 | Spier FallsHydroExisting | Hydro | 45.07 | 77905 | Hydro Storage | NYISO | NYISO - Capital Zone (F) | Existing | 1930-01-01 | 2099-01-01 | Not Given | NY | Saratoga
4056 | SpillwayHydroCancelled | Hydro | 2 | 77904 | Inactive | SERC | Santee Cooper | Cancelled | 1950-08-01 | 2099-01-01 | Pineville | SC | Berkeley
4057 | Spirit MoundOtherExisting | Other | 104 | 77902 | CT Oil | MRO US | WAPA Billings East (UM-East) NEBRASKA & IOWA | Existing | 1978-06-01 | 2099-01-01 | Vermillion | SD | Clay
4058 | SpornCoalExisting | Coal | 1050 | 1662 | ST Coal | PJM | AEP Appalachian | Existing | 1950-01-01 | 2099-01-01 | New Haven | WV | Mason
4059 | Spring Creek PowerCTExisting | CT | 320 | 2232 | CT Gas | SPP | Oklahoma Gas & Electric Co. | Existing | 2001-05-16 | 2099-01-01 | Edmond | OK | Logan
4060 | Spring ValleyCTCancelled | CT | 3.28 | 77893 | Inactive | MISO West Region | Southern Minnesota Municipal Power Agency | Cancelled | 1949-01-01 | 2099-01-01 | Spring Valley | MN | Fillmore
4061 | SpringdaleCCExisting | CC | 540 | 385508 | Combined Cycle | PJM | Allegheny Energy, Inc. | Existing | 2003-10-01 | 2099-01-01 | Springdale | PA | Allegheny
4062 | Springfield (SPU)OtherExisting | Other | 13 | 77891 | CT Oil | MISO West Region | Alliant West | Existing | 1961-01-01 | 2099-01-01 | Springfield | MN | Brown
4063 | Springfield Resource RecoveryOtherExisting | Other | 9.43 | 617071 | ST Oil | ISO New England | Northeast Utilities - WCMA | Existing | 1988-05-01 | 2099-01-01 | Agawam | MA | Hampden
4064 | Springview Wind ProjectWindCancelled | Wind | 1.5 | 77889 | Inactive | MRO US | WAPA Billings East (UM-East) NEBRASKA & IOWA | Cancelled | 1998-10-01 | 2099-01-01 | Springview | NE | Keya Paha
4065 | SpurlockCoalExisting | Coal | 1106.975 | 1712 | ST Coal | TVA | East Kentucky Power Coop, Inc. | Existing | 1977-09-01 | 2099-01-01 | Maysville | KY | Mason
4066 | SpurlockCoalFuture | Coal | 278 | 1712 | ST Coal | TVA | East Kentucky Power Coop, Inc. | Future | 2008-01-01 | 2099-01-01 | Maysville | KY | Mason
4067 | Squa PanHydroCancelled | Hydro | 1.4 | 77886 | Inactive | ISO New England | Central Maine Power Co. | Cancelled | 1941-12-01 | 2099-01-01 | Ashland | ME | Aroostook
4068 | St Anthony Medical Center InCCCancelled | CC | 3.25 | #N/A | Retired | MISO East Region | Northern Indiana Public Service Co. | Cancelled | 1992-02-01 | 2001-01-01 | Crown Point | IN | Lake
4069 | St Cloud Hydroelectric Generating FacilityHydroExisting | Hydro | 10 | #N/A | Hydro Run-of-River | MISO West Region | Northern States Power Co. | Existing | 1984-12-05 | 2099-01-01 | Saint Cloud | MN | Stearns
4070 | St Croix Waste-To-Energy FctyCTCancelled | CT | 1.28 | #N/A | Inactive | MISO West Region | Northern States Power Co. | Cancelled | 1987-01-01 | 2099-01-01 | New Richmond | WI | St. Croix
4071 | St CroixHydroExisting | Hydro | 3 | #N/A | Hydro Run-of-River | Eastern Canada | Nova Scotia Power Corp. | Existing | 1934-01-01 | 2099-01-01 | Not Given | NS | Not Applicable
4072 | St ElmoCTExisting | CT | 46.7 | 74471 | CT Gas | MISO Central Region | AmerenIP | Existing | 2000-06-01 | 2099-01-01 | Saint Elmo | IL | Fayette
4073 | St FrancisCCExisting | CC | 502 | 77879 | Combined Cycle | TVA | Associated Electric Coop, Inc. | Existing | 1999-05-15 | 2099-01-01 | Malden | MO | Dunklin
4074 | St Francisville Mill - JRCCTExisting | CT | 61 | 77877 | CT Gas | Entergy | Amite South - New Orleans | Existing | 1985-12-01 | 2099-01-01 | Saint Francisville | LA | East Feliciana
4075 | St Nicholas Cogeneration ProjCoalExisting | Coal | 88 | 77860 | ST Coal | PJM | PPL Electric Utilities Corp. | Existing | 1990-09-01 | 2099-01-01 | Shenandoah | PA | Schuylkill
4076 | St PaulCTExisting | CT | 40 | 609597 | CT Gas | MISO West Region | Northern States Power Co. | Existing | 2004-06-01 | 2099-01-01 | Saint Paul | MN | Ramsey
4077 | St. AlbansOtherExisting | Other | 2.4 | 77884 | CT Oil | ISO New England | Central Vermont Public Service Corp. | Existing | 1950-02-01 | 2099-01-01 | Saint Albans | VT | Franklin
4078 | St. BonifaciusOtherExisting | Other | 70 | 77882 | CT Oil | MISO West Region | Great River Energy | Existing | 1978-06-01 | 2099-01-01 | Carver | MN | Carver
4079 | St. Clair PowerCCPlanned | CC | 610 | 748711 | Combined Cycle | IESO | IESO (Ontario) | Planned | 2007-12-31 | 2099-12-01 | Not Given | ON | Not Applicable
4080 | St. ClairCoalExisting | Coal | 1415 | 1361 | ST Coal | MISO East Region | Detroit Edison Co. | Existing | 1953-08-01 | 2099-01-01 | East China | MI | St. Clair
4081 | St. ClairCTCancelled | CT | 5.5 | 1361 | Inactive | MISO East Region | Detroit Edison Co. | Cancelled | 1970-12-01 | 2099-01-01 | East China | MI | St. Clair
4082 | St. ClairOtherCancelled | Other | 250 | 1361 | Retired | MISO East Region | Detroit Edison Co. | Cancelled | 1959-04-01 | 2002-01-01 | East China | MI | St. Clair
4083 | St. ClairOtherExisting | Other | 23 | 1361 | CT Oil | MISO East Region | Detroit Edison Co. | Existing | 1968-05-01 | 2099-01-01 | East China | MI | St. Clair
4084 | St. Cloud (STCM)CTCancelled | CT | 26.66 | 77881 | Inactive | Florida | Orlando Utilities Commission | Cancelled | 1974-12-01 | 2099-01-01 | Saint Cloud | FL | Osceola
4085 | St. Croix FallsHydroExisting | Hydro | 24.47 | 77880 | Hydro Run-of-River | MISO West Region | Northern States Power Co. | Existing | 1923-01-01 | 2099-01-01 | Saint Croix Falls | WI | Polk
4086 | St. FelicienOtherExisting | Other | 23 | 914969 | ST Other | Eastern Canada | Hydro-Quebec | Existing | 2001-08-21 | 2099-01-01 | Not Given | PQ | Not Applicable
4087 | St. Francis (SFWL)CTExisting | CT | 5.9 | 77878 | CT Gas | SPP | Kansas City Board of Public Utilities | Existing | 1953-01-01 | 2099-01-01 | Saint Francis | KS | Cheyenne
4088 | St. George Paper (NB)HydroCancelled | Hydro | 3 | 609176 | Retired | Eastern Canada | NB Power | Cancelled | 1988-01-01 | 2002-04-01 | Not Given | NB | Not Applicable
4089 | St. George Paper (NB)HydroExisting | Hydro | 15 | 609176 | Hydro Run-of-River | Eastern Canada | NB Power | Existing | 2004-09-17 | 2099-01-01 | Not Given | NB | Not Applicable
4090 | St. JohnCTCancelled | CT | 4.75 | 77871 | Inactive | SPP | Westar Energy | Cancelled | 1952-01-01 | 2099-01-01 | Saint John | KS | Stafford
4091 | St. Johns River PowerCoalExisting | Coal | 1276 | 2281 | ST Coal | Florida | Jacksonville Electric Authority | Existing | 1987-04-01 | 2050-01-01 | Jacksonville | FL | Duval
4092 | St. Lawrence Wind Demonstration ProjectWindCancelled | Wind | 5 | 882466 | Cancelled | Eastern Canada | Hydro-Quebec | Cancelled | 2005-09-01 | 2099-01-01 | Not Given | NF | Not Applicable
4093 | St. Leon Wind Energy FacilityWindFuture | Wind | 99 | 605694 | Wind | MRO Canada - Manitoba | Manitoba Hydro | Future | 2005-09-05 | 2099-12-01 | Not Given | MB | Not Applicable
4094 | St. Louis (STLO)CTCancelled | CT | 1.67 | 77867 | Inactive | MISO East Region | Consumers Energy Co. | Cancelled | 1945-01-01 | 2099-01-01 | Saint Louis | MI | Gratiot
4095 | St. Louis (STLO)CTExisting | CT | 7 | 77867 | CT Gas | MISO East Region | Consumers Energy Co. | Existing | 1958-01-01 | 2099-01-01 | Saint Louis | MI | Gratiot
4096 | St. Lucie (FLPL)NuclearExisting | Nuclear | 1706 | 77866 | Nuclear | Florida | Florida Power & Light Co. | Existing | 1976-12-01 | 2036-03-01 | Fort Pierce | FL | St. Lucie
4097 | St. Lucie (ORION)CCCancelled | CC | 244 | #N/A | Cancelled | Florida | Florida Power & Light Co. | Cancelled | 2050-01-01 | 2099-01-01 | Not Given | FL | St. Lucie
4098 | St. Marys (SMMLP)CoalCancelled | Coal | 14.8 | 77863 | Inactive | MISO East Region | FirstEnergy Ohio | Cancelled | 1957-01-01 | 2099-01-01 | Saint Marys | OH | Auglaize
4099 | St. Marys (SMMLP)CTCancelled | CT | 23.15 | 77863 | Inactive | MISO East Region | FirstEnergy Ohio | Cancelled | 1999-06-01 | 2099-01-01 | Saint Marys | OH | Auglaize
4100 | St. StephensHydroExisting | Hydro | 84 | 77859 | Hydro Run-of-River | SERC | Santee Cooper | Existing | 1985-03-01 | 2099-01-01 | Not Given | SC | Berkeley
4101 | StaffordOtherExisting | Other | 5.1 | 77857 | CT Oil | SPP | Westar Energy | Existing | 1953-02-01 | 2099-01-01 | Stafford | KS | Stafford
4102 | StallingsCTCancelled | CT | 69.75 | 2403 | Inactive | MISO Central Region | AmerenIP | Cancelled | 1970-08-01 | 2099-01-01 | Not Given | IL | Madison
4103 | StallingsCTExisting | CT | 77.2 | 2403 | CT Gas | MISO Central Region | AmerenIP | Existing | 1970-08-01 | 2099-01-01 | Not Given | IL | Madison
4104 | StamfordCTCancelled | CT | 69 | 77947 | Retired | ISO New England | Northeast Utilities - SW Connecticut | Cancelled | 2002-06-07 | 2002-10-01 | Stamford | CT | Fairfield
4105 | StanberryCTExisting | CT | 4.8 | 77854 | CT Gas | TVA | Associated Electric Coop, Inc. | Existing | 1979-01-01 | 2099-01-01 | Stanberry | MO | Gentry
4106 | Stanton (GRERIV)CoalCancelled | Coal | 65 | 1489 | Inactive | MISO West Region | Great River Energy | Cancelled | 1982-01-01 | 2099-01-01 | Stanton | ND | Mercer
4107 | Stanton (GRERIV)CoalExisting | Coal | 188 | 1489 | ST Coal | MISO West Region | Great River Energy | Existing | 1967-04-01 | 2099-01-01 | Stanton | ND | Mercer
4108 | Stanton (GRERIV)CTCancelled | CT | 1 | 1489 | Inactive | MISO West Region | Great River Energy | Cancelled | 1967-04-01 | 2099-01-01 | Stanton | ND | Mercer
4109 | Stanton Energy Center IIGCCPlanned | IGCC | 330 | 2328 | IGCC | Florida | Orlando Utilities Commission | Planned | 2011-01-01 | 2099-12-01 | Orlando | FL | Orange
4110 | Stanton Energy CenterCoalExisting | Coal | 886 | 2328 | ST Coal | Florida | Orlando Utilities Commission | Existing | 1987-07-01 | 2099-01-01 | Orlando | FL | Orange
4111 | StantonCCExisting | CC | 700 | 2328 | Combined Cycle | Florida | Orlando Utilities Commission | Existing | 2003-10-01 | 2099-01-01 | Not Given | FL | Orange
4112 | Star Lake (CONHYD)HydroExisting | Hydro | 18 | 917145 | Hydro Storage | Eastern Canada | Hydro-Quebec | Existing | 1998-12-01 | 2099-01-01 | Not Given | NF | Not Applicable
4113 | StarkHydroExisting | Hydro | 25.5 | 77848 | Hydro Run-of-River | NYISO | NYISO - Mohawk Valley Zone (E) | Existing | 1957-01-01 | 2099-01-01 | South Colton | NY | St. Lawrence
4114 | Starrett Spring Creek Total EnCTCancelled | CT | 18 | 77847 | Inactive | NYISO | NYISO - NY City (J) | Cancelled | 1974-10-01 | 2099-01-01 | Brooklyn | NY | Kings
4115 | State CenterCTCancelled | CT | 2.5 | 77845 | Inactive | MISO Central Region | AmerenCIPS | Cancelled | 1972-01-01 | 2099-01-01 | State Center | IA | Marshall
4116 | State CenterOtherExisting | Other | 5.27 | 77845 | CT Oil | MISO Central Region | AmerenCIPS | Existing | 1995-05-01 | 2099-01-01 | State Center | IA | Marshall
4117 | State Farm DieselCTCancelled | CT | 5.25 | 77844 | Inactive | MISO Central Region | AmerenIP | Cancelled | 1996-06-01 | 2099-01-01 | Not Given | IL | Mclean
4118 | Stateline (DOMENE)CoalExisting | Coal | 490 | 2410 | ST Coal | PJM | Commonwealth Edison Co. | Existing | 1955-11-01 | 2099-01-01 | Hammond | IN | Lake
4119 | Stateline (EMDE)CCExisting | CC | 502 | 1792 | Combined Cycle | SPP | Empire District Electric Co. | Existing | 2001-07-02 | 2099-01-01 | Not Given | MO | Jasper
4120 | Stateline (EMDE)CTExisting | CT | 101 | 1792 | CT Gas | SPP | Empire District Electric Co. | Existing | 1995-06-01 | 2099-01-01 | Not Given | MO | Jasper
4121 | Station HCTExisting | CT | 39 | 77839 | CT Gas | SPP | Independence Power & Light Dept. | Existing | 1972-06-01 | 2099-01-01 | Independence | MO | Jackson
4122 | Station IOtherExisting | Other | 38 | 77838 | CT Oil | SPP | Independence Power & Light Dept. | Existing | 1972-06-01 | 2099-01-01 | Independence | MO | Jackson
4123 | Ste RoseOtherExisting | Other | 99.7 | 609170 | CT Oil | Eastern Canada | NB Power | Existing | 1991-01-01 | 2099-01-01 | Not Given | NB | Not Applicable
4124 | Steephill FallsHydroExisting | Hydro | 15.5 | 609394 | Hydro Run-of-River | IESO | IESO (Ontario) | Existing | 1990-01-01 | 2099-01-01 | Wawa | ON | Not Applicable
4125 | Sterling (STER)CTCancelled | CT | 4.83 | 77822 | Inactive | SPP | Westar Energy | Cancelled | 1950-01-01 | 2099-01-01 | Sterling | KS | Rice
4126 | Sterling AvenueCTExisting | CT | 30 | 77821 | CT Gas | MISO Central Region | AmerenCILCO | Existing | 1967-12-01 | 2099-01-01 | Peoria | IL | Peoria
4127 | Sterling Energy FacilityCCExisting | CC | 64.2 | 1996 | Combined Cycle | NYISO | NYISO - Mohawk Valley Zone (E) | Existing | 1991-06-01 | 2099-01-01 | Sherrill | NY | Oneida
4128 | Sterling Energy FacilityCTCancelled | CT | 1.1 | 1996 | Inactive | NYISO | NYISO - Mohawk Valley Zone (E) | Cancelled | 1991-06-01 | 2099-01-01 | Sherrill | NY | Oneida
4129 | Sterlington (ELA)CCExisting | CC | 203 | 1314 | Combined Cycle | Entergy | NRG Louisiana Generating LLC | Existing | 1974-08-01 | 2099-01-01 | Sterlington | LA | Ouachita
4130 | Sterlington (ELA)CTExisting | CT | 224 | 1314 | ST Gas | Entergy | NRG Louisiana Generating LLC | Existing | 1958-06-01 | 2050-01-01 | Sterlington | LA | Ouachita
4131 | Sterlington (NRG)CTExisting | CT | 199.3 | 2124 | CT Gas | Entergy | NRG Louisiana Generating LLC | Existing | 2000-06-15 | 2099-01-01 | Sterlington | LA | Ouachita
4132 | Stevens CreekHydroExisting | Hydro | 9.04 | 77819 | Hydro Run-of-River | SERC | South Carolina Electric & Gas Co. | Existing | 1914-01-01 | 2099-01-01 | Not Given | GA | Columbia
4133 | Stevens PointHydroCancelled | Hydro | 4.8 | 77818 | Inactive | MISO East Region | Consumers Energy Co. | Cancelled | 1918-01-01 | 2099-01-01 | Stevens Point | WI | Portage
4134 | StevensonHydroExisting | Hydro | 28.95 | 77816 | Hydro Run-of-River | ISO New England | Northeast Utilities - SW Connecticut | Existing | 1936-01-01 | 2099-01-01 | Not Given | CT | Fairfield
4135 | Stewarts BridgeHydroExisting | Hydro | 52.68 | 77814 | Hydro Storage | NYISO | NYISO - Capital Zone (F) | Existing | 1952-01-01 | 2099-01-01 | Not Given | NY | Saratoga
4136 | StewartvilleHydroExisting | Hydro | 174 | 608998 | Hydro Storage | IESO | IESO (Ontario) | Existing | 1948-09-21 | 2099-01-01 | Not Given | ON | Not Applicable
4137 | Stickney Water ReclamationCTCancelled | CT | 3 | #N/A | Inactive | PJM | Commonwealth Edison Co. | Cancelled | 1991-12-01 | 2099-01-01 | Cicero | IL | Cook
4138 | StilesHydroCancelled | Hydro | 1 | 77811 | Inactive | MISO West Region | Wisconsin Public Power, Inc. System | Cancelled | 1949-03-01 | 2099-01-01 | Not Given | WI | Oconto
4139 | Stillwater Hydro Electric ProjHydroCancelled | Hydro | 3.27 | 77807 | Inactive | NYISO | NYISO - Capital Zone (F) | Cancelled | 1993-04-01 | 2099-01-01 | Stillwater | NY | Saratoga
4140 | Stillwater Reservoir HydroHydroExisting | Hydro | 1.6 | 77806 | Hydro Run-of-River | NYISO | NYISO - Mohawk Valley Zone (E) | Existing | 1987-01-01 | 2099-01-01 | Stillwater | NY | Herkimer
4141 | StillwaterHydroCancelled | Hydro | 1.95 | #N/A | Inactive | ISO New England | Bangor Hydro-Electric Co. | Cancelled | 1949-01-01 | 2099-01-01 | Stillwater | ME | Penobscot
4142 | StinsonHydroCancelled | Hydro | 5.4 | 913571 | Inactive | IESO | IESO (Ontario) | Cancelled | 1925-01-01 | 2099-01-01 | Not Given | ON | Not Applicable
4143 | Stock Island D 1-2OtherExisting | Other | 17.4 | 77804 | CT Oil | Florida | Florida Municipal Power Agency | Existing | 1991-06-01 | 2099-01-01 | Key West | FL | Monroe
4144 | Stock IslandOtherExisting | Other | 113.45 | 77804 | CT Oil | Florida | Florida Municipal Power Agency | Existing | 1978-11-01 | 2099-01-01 | Key West | FL | Monroe
4145 | Stockton DamHydroExisting | Hydro | 54.72 | 77801 | Hydro Storage | SPP | Empire District Electric Co. | Existing | 1973-03-01 | 2099-01-01 | Stockton | MO | Cedar
4146 | StocktonCTCancelled | CT | 5.89 | 77800 | Inactive | SPP | Aquila MISSOURI | Cancelled | 1951-05-01 | 2099-01-01 | Stockton | KS | Rooks
4147 | Stone Container Corp - CoshoctonOtherExisting | Other | 16.5 | 73839 | ST Other | PJM | AEP Appalachian | Existing | 1979-11-01 | 2099-01-01 | Coshocton | OH | Coshocton
4148 | Stone Container Corp (CT)CoalCancelled | Coal | 2.8 | 77497 | Inactive | ISO New England | Northeast Utilities - Connecticut | Cancelled | 1990-06-01 | 2099-01-01 | Uncasville | CT | New London
4149 | Stone Container Corp (PA)CTCancelled | CT | 4 | 2002 | Inactive | PJM | Metropolitan Edison | Cancelled | 1948-10-01 | 2099-01-01 | York | PA | York
4150 | Stone Container Corp (SSCC)CoalExisting | Coal | 127.6 | 2002 | ST Coal | SERC | Progress Energy Carolina Inc. | Existing | 1987-03-01 | 2099-01-01 | Florence | SC | Florence
4151 | Stone Savannah River Pulp & Paper Corp.CoalCancelled | Coal | 45 | 77797 | Retired | SERC | Southern Company | Cancelled | 1989-09-01 | 1999-01-01 | Port Wentworth | GA | Chatham
4152 | Stone Savannah River Pulp & Paper Corp.CoalExisting | Coal | 45 | 77797 | ST Coal | SERC | Southern Company | Existing | 1989-09-01 | 2099-01-01 | Port Wentworth | GA | Chatham
4153 | Stone Savannah River Pulp & Paper Corp.CTCancelled | CT | 50.4 | 77797 | Retired | SERC | Southern Company | Cancelled | 1986-12-01 | 1999-01-01 | Port Wentworth | GA | Chatham
4154 | StonemanCoalCancelled | Coal | 300 | 1685 | Cancelled | MRO US | Dairyland Power Coop. | Cancelled | 2050-01-01 | 2099-01-01 | Cassville | WI | Grant
4155 | StonemanCoalExisting | Coal | 48 | 1685 | ST Coal | MRO US | Dairyland Power Coop. | Existing | 1951-02-01 | 2099-01-01 | Cassville | WI | Grant
4156 | Stoneray Wind Power PlantWindCancelled | Wind | 105 | 606396 | Wind | MISO West Region | Great River Energy | Cancelled | 2050-01-01 | 2099-12-01 | Not Given | MN | Murray
4157 | Stony Brook Cogeneration PlantCTExisting | CT | 42 | 77796 | CT Gas | NYISO | NYISO - Long Island (K) | Existing | 1995-04-06 | 2099-01-01 | Stony Brook | NY | Suffolk
4158 | Stony BrookCCExisting | CC | 395 | 1725 | Combined Cycle | ISO New England | Massachusetts Municipal Wholesale - WCMA | Existing | 1981-11-01 | 2099-01-01 | Ludlow | MA | Hampden
4159 | Stony BrookOtherExisting | Other | 170 | 1725 | CT Oil | ISO New England | Massachusetts Municipal Wholesale - WCMA | Existing | 1982-11-01 | 2099-01-01 | Ludlow | MA | Hampden
4160 | Stonycreek WindpowerWindExisting | Wind | 65 | 605008 | Wind | PJM | Pennsylvania Electric | Existing | 2007-01-31 | 2099-12-01 | Not Given | PA | Somerset
4161 | Storm Lake I Wind PowerWindExisting | Wind | 80.25 | 72854 | Wind | MRO US | MidAmerican Energy Co. | Existing | 1999-04-01 | 2099-01-01 | Alta | IA | Cherokee
4162 | Storm Lake II Wind PowerWindExisting | Wind | 80 | 77793 | Wind | MISO West Region | Alliant West | Existing | 1999-06-01 | 2099-01-01 | Alta | IA | Cherokee
4163 | Story CityOtherExisting | Other | 11.42 | 77792 | CT Oil | MISO Central Region | AmerenCIPS | Existing | 1964-01-01 | 2099-01-01 | Story City | IA | Story
4164 | Stowe Power Production PlantCTExisting | CT | 6 | 77790 | CT Gas | PJM | PECO Energy Co. | Existing | 1989-03-01 | 2099-01-01 | Pottstown | PA | Montgomery
4165 | StraitsCTExisting | CT | 21 | 77789 | CT Gas | MISO East Region | Consumers Energy Co. | Existing | 1969-10-01 | 2050-01-01 | Not Given | MI | Emmet
4166 | Stratton Energy Assoc.OtherExisting | Other | 45.7 | #N/A | ST Other | ISO New England | Central Maine Power Co. | Existing | 1989-11-01 | 2099-01-01 | Stratton | ME | Franklin
4167 | Strawberry PointOtherExisting | Other | 3.15 | 77940 | CT Oil | MISO Central Region | AmerenCIPS | Existing | 1937-01-01 | 2099-01-01 | Strawberry Point | IA | Clayton
4168 | Streeter StationCoalExisting | Coal | 56.55 | 2440 | ST Coal | MRO US | MidAmerican Energy Co. | Existing | 1963-09-01 | 2099-01-01 | Cedar Falls | IA | Black Hawk
4169 | StrykerOtherExisting | Other | 18 | 77783 | CT Oil | MISO East Region | FirstEnergy Ohio | Existing | 1968-02-01 | 2099-01-01 | Stryker | OH | Williams
4170 | Stuart (STU)OtherExisting | Other | 1.48 | 77782 | CT Oil | MRO US | Nebraska Public Power District | Existing | 1946-01-01 | 2099-01-01 | Stuart | NE | Holt
4171 | Stuart (STUAR)CTCancelled | CT | 2.99 | 77781 | Inactive | MISO West Region | Alliant West | Cancelled | 1964-10-01 | 2099-01-01 | Stuart | IA | Guthrie
4172 | StuartCoalCancelled | Coal | 2339.4 | 1500 | Inactive | PJM | Dayton Power & Light Co. | Cancelled | 1971-05-01 | 2000-01-01 | Aberdeen | OH | Adams
4173 | StuartCoalExisting | Coal | 2339.4 | 1500 | ST Coal | PJM | Dayton Power & Light Co. | Existing | 1971-05-01 | 2099-01-01 | Aberdeen | OH | Adams
4174 | StuartCTCancelled | CT | 9 | 1500 | Inactive | PJM | Dayton Power & Light Co. | Cancelled | 1969-10-01 | 2000-01-01 | Aberdeen | OH | Adams
4175 | StuartOtherExisting | Other | 9 | 1500 | CT Oil | PJM | Dayton Power & Light Co. | Existing | 1969-10-01 | 2099-01-01 | Aberdeen | OH | Adams
4176 | Sturgeon PoolHydroExisting | Hydro | 16 | 77780 | Hydro Storage | NYISO | NYISO - Hudson Valley Zone (G) | Existing | 1924-01-01 | 2099-01-01 | Rifton | NY | Ulster
4177 | SuccessCTExisting | CT | 30 | 608586 | CT Gas | MRO Canada - SaskPower | SaskPower | Existing | 1967-01-01 | 2099-01-01 | Success | SK | Not Applicable
4178 | Suffolk Energy Partners LPCTCancelled | CT | 3.28 | 77776 | Inactive | PJM | Dominion | Cancelled | 1994-11-01 | 2099-01-01 | Suffolk | VA | Suffolk
4179 | Sugar CreekCCExisting | CC | 550 | 2214 | Combined Cycle | PJM | AEP I&M | Existing | 2003-06-01 | 2099-01-01 | West Terre Haute | IN | Vigo
4180 | Sugar CreekCTCancelled | CT | 340 | 2214 | Retired | MISO Central Region | Duke (Cinergy) | Cancelled | 2002-07-26 | 2003-06-01 | West Terre Haute | IN | Vigo
4181 | Sugar IslandHydroCancelled | Hydro | 4.2 | 77775 | Inactive | NYISO | NYISO - Mohawk Valley Zone (E) | Cancelled | 1924-01-01 | 2099-01-01 | Not Given | NY | St. Lawrence
4182 | Sullivan (SULLI)CTCancelled | CT | 1.1 | 77773 | Inactive | MISO Central Region | AmerenCIPS | Cancelled | 1948-09-01 | 2099-01-01 | Sullivan | IL | Moultrie
4183 | Sullivan (SULLI)CTExisting | CT | 19 | 77773 | CT Gas | MISO Central Region | AmerenCIPS | Existing | 1946-01-01 | 2099-01-01 | Sullivan | IL | Moultrie
4184 | SummerNuclearExisting | Nuclear | 1008 | 77769 | Nuclear | SERC | South Carolina Electric & Gas Co. | Existing | 1984-01-01 | 2042-08-01 | Jenkinsville | SC | Fairfield
4185 | SummerNuclearPlanned | Nuclear | 2234 | 77769 | Nuclear | SERC | South Carolina Electric & Gas Co. | Planned | 2015-06-01 | 2042-08-01 | Jenkinsville | SC | Fairfield
4186 | Summit LakeCCExisting | CC | 82 | 2442 | Combined Cycle | MISO West Region | Alliant West | Existing | 1975-06-01 | 2099-01-01 | Creston | IA | Union
4187 | Summit LakeCTCancelled | CT | 4 | 2442 | Inactive | MISO West Region | Alliant West | Cancelled | 1948-11-01 | 2099-01-01 | Creston | IA | Union
4188 | Summit Ridge Wind EnergyWindFuture | Wind | 60 | 666033 | Inactive | MISO West Region | Northern States Power Co. | Future | 2008-12-31 | 2099-12-01 | Not Given | WI | Monroe
4189 | Summit WindWindPlanned | Wind | 165 | #N/A | Wind | SPP | Westar Energy | Planned | 2010-05-01 | 2099-12-01
4190 | SumnerCTCancelled | CT | 3.75 | 77764 | Inactive | MISO West Region | Alliant West | Cancelled | 1956-01-01 | 2099-01-01 | Sumner | IA | Bremer
4191 | Sumpter Energy Assoc.CTCancelled | CT | 8 | 77762 | Inactive | MISO East Region | Detroit Edison Co. | Cancelled | 1992-07-01 | 2099-01-01 | Sumpter Twp | MI | Wayne
4192 | Sumpter TownshipCTExisting | CT | 340 | 77763 | CT Gas | MISO East Region | Detroit Edison Co. | Existing | 2002-06-01 | 2099-01-01 | Sumpter Twp | MI | Wayne
4193 | Sun River LLCWindCancelled | Wind | 1.9 | 77760 | Inactive | MISO West Region | Northern States Power Co. | Cancelled | 2001-08-21 | 2099-01-01 | Hendricks | MN | Lincoln
4194 | Sun Trust PlazaCTCancelled | CT | 2.5 | 77759 | Inactive | SERC | Southern Company | Cancelled | 1994-01-01 | 2099-01-01 | Atlanta | GA | Fulton
4195 | SunBridge Wind Power ProjectWindExisting | Wind | 11.2 | 608549 | Wind | MRO Canada - SaskPower | SaskPower | Existing | 2002-06-01 | 2099-01-01 | Gull Lake | SK | Not Applicable
4196 | SunburyCoalExisting | Coal | 389 | 1546 | ST Coal | PJM | PPL Electric Utilities Corp. | Existing | 1949-11-01 | 2099-01-01 | Shamokin Dam | PA | Snyder
4197 | SunburyOtherExisting | Other | 54 | 1546 | CT Oil | PJM | PPL Electric Utilities Corp. | Existing | 1971-07-01 | 2099-01-01 | Shamokin Dam | PA | Snyder
4198 | Sundridge-McKenzie FallsHydroCancelled | Hydro | 1.12 | #N/A | Inactive | IESO | IESO (Ontario) | Cancelled | 1938-01-01 | 2099-01-01 | Not Given | ON | Not Applicable
4199 | Sunflower Electric Wind FarmWindCancelled | Wind | 100 | 606207 | Cancelled | SPP | Sunflower Electric Power Corp., Inc. | Cancelled | 2006-08-01 | 2099-12-01 | Not Given | KS | Wichita
4200 | Sunset FleetCCCancelled | CC | 520 | 77755 | Cancelled | NYISO | NYISO - NY City (J) | Cancelled | 2050-01-01 | 2099-01-01 | Brooklyn | NY | Kings
4201 | Superior FallsHydroExisting | Hydro | 2 | 77752 | Hydro Run-of-River | MISO West Region | Northern States Power Co. | Existing | 1917-01-01 | 2099-01-01 | Ironwood | MI | Gogebic
4202 | SuperiorOtherExisting | Other | 81 | 77753 | CT Oil | MISO East Region | Detroit Edison Co. | Existing | 1966-10-01 | 2099-01-01 | Not Given | MI | Washtenaw
4203 | SurryNuclearExisting | Nuclear | 1625 | 77749 | Nuclear | PJM | Dominion | Existing | 1972-12-01 | 2032-05-25 | Surry | VA | Surry
4204 | Susquehanna PlantOtherExisting | Other | 12.5 | 77746 | ST Other | PJM | PPL Electric Utilities Corp. | Existing | 1988-06-01 | 2099-01-01 |  | PA | LYCOMING
4205 | SusquehannaNuclearExisting | Nuclear | 2316 | 77747 | Nuclear | PJM | PPL Electric Utilities Corp. | Existing | 1983-06-01 | 2042-07-01 | Berwick | PA | Luzerne
4206 | SusquehannaNuclearPlanned | Nuclear | 1600 | 77747 | Nuclear | PJM | PPL Electric Utilities Corp. | Planned | 2020-01-01 | 2099-01-01 | Berwick | PA | Luzerne
4207 | Sutherland PlantCTCancelled | CT | 2.7 | 77745 | Inactive | MRO US | Nebraska Public Power District | Cancelled | 1935-01-01 | 2099-01-01 | Sutherland | NE | Lincoln
4208 | SutherlandCoalExisting | Coal | 134 | 2434 | ST Coal | MISO West Region | Alliant West | Existing | 1955-05-01 | 2099-01-01 | Marshalltown | IA | Marshall
4209 | SuttonCoalExisting | Coal | 629 | 1478 | ST Coal | SERC | Progress Energy Carolina Inc. | Existing | 1954-08-01 | 2099-01-01 | Wilmington | NC | New Hanover
4210 | SuttonOtherExisting | Other | 84 | 1478 | CT Oil | SERC | Progress Energy Carolina Inc. | Existing | 1968-02-01 | 2099-01-01 | Wilmington | NC | New Hanover
4211 | Suwannee RiverOtherExisting | Other | 348 | 2350 | ST Oil | Florida | Progress Energy Florida Inc. | Existing | 1953-11-01 | 2099-01-01 | Live Oak | FL | Suwannee
4212 | SweattCTExisting | CT | 137.1 | 1382 | ST Gas | SERC | Southern Company | Existing | 1951-05-01 | 2050-01-01 | Meridian | MS | Lauderdale
4213 | Swinging Bridge 1HydroExisting | Hydro | 4.5 | 77733 | Hydro Run-of-River | NYISO | NYISO - Hudson Valley Zone (G) | Existing | 1930-02-01 | 2099-01-01 | Not Given | NY | Sullivan
4214 | Swinging Bridge 2HydroCancelled | Hydro | 7.8 | 77732 | Inactive | NYISO | NYISO - Hudson Valley Zone (G) | Cancelled | 1939-08-01 | 2099-01-01 | Not Given | NY | Sullivan
4215 | Sycamore (MGE)CTExisting | CT | 36 | 77730 | CT Gas | MISO West Region | Madison Gas & Electric Co. | Existing | 1967-12-01 | 2099-01-01 | Not Given | WI | Dane
4216 | Sycamore (MIDAM)CTExisting | CT | 192.4 | 77731 | CT Gas | MRO US | MidAmerican Energy Co. | Existing | 1974-08-01 | 2099-01-01 | Johnston | IA | Polk
4217 | SylacaugaCTExisting | CT | 95 | 607213 | CT Gas | SERC | Southern Company | Existing | 2004-06-01 | 2099-12-01 | Sylacauga | AL | Talladega
4218 | SylvanHydroExisting | Hydro | 2 | 77728 | Hydro Run-of-River | MISO West Region | Minnesota Power, Inc. | Existing | 1913-01-01 | 2099-01-01 | Pine River | MN | Cass
4219 | SylvarenaCTExisting | CT | 141 | 609592 | CT Gas | SERC | South Mississippi Electric Power Association | Existing | 2003-06-01 | 2099-01-01 | Sylvarena | MS | Smith
4220 | Syracuse (NEB)CTCancelled | CT | 4 | 77726 | Inactive | MRO US | Omaha Public Power District | Cancelled | 1969-04-01 | 2099-01-01 | Nebraska City | NE | Otoe
4221 | Syracuse Cogeneration FacilityCCExisting | CC | 102.7 | 1910 | Combined Cycle | NYISO | NYISO - Central Zone (C) | Existing | 1995-03-01 | 2099-01-01 | Solvay | NY | Onondaga
4222 | Syracuse Power Co.CTCancelled | CT | 3 | 610991 | Inactive | NYISO | NYISO - Central Zone (C) | Cancelled | 1993-07-01 | 2099-01-01 | Geddes | NY | Onondaga
4223 | T B Simon Power PlantCCCancelled | CC | 49 | 1889 | Inactive | MISO East Region | Consumers Energy Co. | Cancelled | 2005-12-31 | 2099-12-01 | East Lansing | MI | Ingham
4224 | T.J. LabbeCTExisting | CT | 97.4 | 605816 | CT Gas | SPP | Lafayette Utilities System | Existing | 2005-06-01 | 2099-01-01 |  | LA | Lafayette
4225 | Table RockHydroExisting | Hydro | 230 | 77714 | Hydro Storage | SPP | Southwestern Power Administration | Existing | 1959-05-01 | 2099-01-01 | Table Rock | MO | Taney
4226 | Taconite Harbor Power PlantCoalExisting | Coal | 225 | 77711 | ST Coal | MISO West Region | Minnesota Power, Inc. | Existing | 1957-01-01 | 2099-01-01 | Schroeder | MN | Cook
4227 | Taft Plant Union Carbide CorpoCCExisting | CC | 263.6 | 1956 | Combined Cycle | Entergy | Amite South - New Orleans | Existing | 1997-12-01 | 2099-01-01 | Hahnville | LA | St. Charles
4228 | Taft ProjectCCExisting | CC | 778 | 77709 | Combined Cycle | Entergy | Amite South - New Orleans | Existing | 2002-12-01 | 2099-01-01 | Hahnville | LA | St. Charles
4229 | TaftvilleHydroCancelled | Hydro | 1.6 | 77707 | Inactive | ISO New England | Northeast Utilities - New Hampshire | Cancelled | 1906-01-01 | 2099-01-01 | Taftville | CT | New London
4230 | TaitCTCancelled | CT | 10 | 74448 | Inactive | PJM | Dayton Power & Light Co. | Cancelled | 1967-05-01 | 2099-01-01 | Dayton | OH | Montgomery
4231 | TaitCTExisting | CT | 617 | 74448 | CT Gas | PJM | Dayton Power & Light Co. | Existing | 1995-06-01 | 2099-01-01 | Dayton | OH | Montgomery
4232 | Talbot Energy FacilityCTExisting | CT | 660 | 77705 | CT Gas | SERC | Southern Company | Existing | 2002-05-15 | 2099-01-01 | Not Given | GA | Talbot
4233 | TalcvilleHydroCancelled | Hydro | 4.2 | 77703 | Inactive | NYISO | NYISO - Mohawk Valley Zone (E) | Cancelled | 1986-12-01 | 2099-01-01 | Not Given | NY | Not Applicable
4234 | Tallassee Hydro ProjHydroCancelled | Hydro | 2.1 | 77701 | Retired | SERC | Southern Company | Cancelled | 1986-08-01 | 2002-12-31 | Athens | GA | Clarke
4235 | Tallulah FallsHydroExisting | Hydro | 72.3 | 77699 | Hydro Storage | SERC | Southern Company | Existing | 1920-03-01 | 2099-01-01 | Clarkesville | GA | Habersham
4236 | Tamworth Power StationOtherExisting | Other | 20 | 76600 | ST Other | ISO New England | Northeast Utilities - New Hampshire | Existing | 1987-12-01 | 2099-01-01 | West Ossipee | NH | Carroll
4237 | TangierCTCancelled | CT | 3.85 | 77697 | Inactive | PJM | Delmarva Power & Light Co. | Cancelled | 1993-12-01 | 2099-01-01 | Tangier | VA | Accomack
4238 | Tanners CreekCoalExisting | Coal | 995 | 2413 | ST Coal | PJM | AEP I&M | Existing | 1951-03-01 | 2099-01-01 | Lawrenceburg | IN | Dearborn
4239 | Tannery IslandHydroCancelled | Hydro | 1.9 | 77696 | Inactive | NYISO | NYISO - Mohawk Valley Zone (E) | Cancelled | 1986-06-01 | 2099-01-01 | Carthage | NY | Jefferson
4240 | TasleyOtherExisting | Other | 33 | 77693 | CT Oil | PJM | Delmarva Power & Light Co. | Existing | 1972-06-01 | 2099-01-01 | Tasley | VA | Accomack
4241 | Taum SaukHydroCancelled | Hydro | 450 | 77692 | Inactive | MISO Central Region | AmerenUE | Cancelled | 1963-12-01 | 2099-01-01 | Annapolis | MO | Reynolds
4242 | TauntonCTCancelled | CT | 1.92 | 77689 | Inactive | ISO New England | National Grid - SEMA | Cancelled | 1997-09-01 | 2099-01-01 | Taunton | MA | Bristol
4243 | Taylor Energy Partners L/PCTCancelled | CT | 1.8 | 77689 | Inactive | PJM | PPL Electric Utilities Corp. | Cancelled | 1987-09-01 | 2099-01-01 | Taylor | PA | Lackawanna
4244 | Taylor LumberOtherExisting | Other | 1.2 | #N/A | ST Other | Eastern Canada | Nova Scotia Power Corp. | Existing | 1996-01-01 | 2099-01-01 | Not Given | NS | Not Applicable
4245 | Taylor RidgeCTCancelled | CT | 5 | #N/A | CT Gas | MRO US | MidAmerican Energy Co. | Cancelled | 2050-01-01 | 2099-01-01 | Taylor Ridge | IL | Rock Island
4246 | Taylorville (ERIEBOUL)HydroCancelled | Hydro | 4.52 | 77687 | Inactive | NYISO | NYISO - Mohawk Valley Zone (E) | Cancelled | 1913-01-01 | 2099-01-01 | Not Given | NY | Lewis
4247 | Taylorville Energy CenterCCFuture | CC | 677 | 750492 | Inactive | MISO Central Region | AmerenCIPS | Future | 2009-12-31 | 2099-12-01 | Taylorville | IL | Christian
4248 | Tazewell Gas RecoveryCTCancelled | CT | 26 | 77686 | Inactive | MISO Central Region | AmerenCILCO | Cancelled | 1999-05-01 | 2099-01-01 | East Peoria | IL | Tazewell
4249 | TecheCoalExisting | Coal | 23 | 2257 | ST Coal | SPP | Cleco Utility Group, Inc. | Existing | 1953-07-01 | 2099-01-01 | Baldwin | LA | St. Mary
4250 | TecheCTExisting | CT | 415 | 2257 | ST Gas | SPP | Cleco Utility Group, Inc. | Existing | 1956-05-01 | 2099-01-01 | Baldwin | LA | St. Mary
4251 | Tecumseh Energy CenterCoalExisting | Coal | 243 | 2454 | ST Coal | SPP | Westar Energy | Existing | 1957-08-01 | 2099-01-01 | Tecumseh | KS | Shawnee
4252 | Tecumseh Energy CenterCTExisting | CT | 41 | 2454 | CT Gas | SPP | Westar Energy | Existing | 1972-06-01 | 2099-01-01 | Tecumseh | KS | Shawnee
4253 | TecumsehOtherExisting | Other | 6.69 | 77684 | CT Oil | MRO US | Omaha Public Power District | Existing | 1948-01-01 | 2099-01-01 | Tecumseh | NE | Johnson
4254 | Tenaska Central Alabama Generating StationCCExisting | CC | 850 | 77675 | Combined Cycle | SERC | Southern Company | Existing | 2003-05-01 | 2099-01-01 | Billingsley | AL | Autauga
4255 | Tenaska GeorgiaCTExisting | CT | 936 | 77673 | CT Gas | SERC | Southern Company | Existing | 2001-06-01 | 2099-01-01 | Franklin | GA | Heard
4256 | Tenaska Lindsay Hill Generating StationCCExisting | CC | 846 | 75507 | Combined Cycle | SERC | Southern Company | Existing | 2002-05-01 | 2099-01-01 | Billingsley | AL | Autauga
4257 | Tenkiller FerryHydroExisting | Hydro | 40 | 77669 | Hydro Storage | SPP | Southwestern Power Administration | Existing | 1953-11-01 | 2099-01-01 | Gore | OK | Sequoyah
4258 | Tennessee CreekHydroExisting | Hydro | 10.2 | 77668 | Hydro Run-of-River | SERC | Duke Energy Corp. | Existing | 1955-05-01 | 2099-01-01 | Tuckasegee | NC | Jackson
4259 | Tennessee RiverCoalCancelled | Coal | 100 | #N/A | Cancelled | TVA | Tennessee Valley Authority | Cancelled | 2004-06-01 | 2099-01-01 | Not Given | TN | Hardin
4260 | Tennga MillCTCancelled | CT | 2 | #N/A | Inactive | TVA | Tennessee Valley Authority | Cancelled | 1994-01-01 | 2099-01-01 | Tennga | GA | Murray
4261 | Tenth StreetHydroCancelled | Hydro | 1.25 | 77667 | Inactive | ISO New England | Northeast Utilities - Connecticut | Cancelled | 1967-01-01 | 2099-01-01 | Norwich | CT | New London
4262 | TerroraHydroExisting | Hydro | 16.6 | 77664 | Hydro Run-of-River | SERC | Southern Company | Existing | 1925-03-01 | 2099-01-01 | Clarkesville | GA | Rabun
4263 | TES Filer City StationCoalExisting | Coal | 60 | 2005 | ST Coal | MISO East Region | Consumers Energy Co. | Existing | 1990-07-01 | 2099-01-01 | Filer City | MI | Manistee
4264 | Texon HydroHydroCancelled | Hydro | 1.5 | #N/A | Inactive | ISO New England | Northeast Utilities - Connecticut | Cancelled | 1985-01-01 | 2099-01-01 | Russell | MA | Hampden
4265 | The Davey Co.{Rock Tenn CompanyCTCancelled | CT | 3 | 76960 | Inactive | PJM | Commonwealth Edison Co. | Cancelled | 1992-06-01 | 2099-01-01 | Aurora | IL | Kane
4266 | The West Company - KinstonCTCancelled | CT | 1.25 | 77183 | Inactive | SERC | Progress Energy Carolina Inc. | Cancelled | 1995-06-01 | 2099-01-01 | Kinston | NC | Lenoir
4267 | The Worcester Co.CTCancelled | CT | 4.26 | #N/A | Inactive | ISO New England | National Grid - SEMA | Cancelled | 1991-03-01 | 2099-01-01 | North Providence | RI | Providence
4268 | Theodore CogenCCExisting | CC | 240 | 77648 | Combined Cycle | SERC | Southern Company | Existing | 2000-12-23 | 2099-01-01 | Theodore | AL | Mobile
4269 | Theresa PlantHydroCancelled | Hydro | 1.3 | 77647 | Inactive | NYISO | NYISO - Mohawk Valley Zone (E) | Cancelled | 1929-01-01 | 2099-01-01 | Waddington | NY | Jefferson
4270 | Thermal KemCTCancelled | CT | 3 | 578593 | Inactive | SERC | Duke Energy Corp. | Cancelled | 1995-09-01 | 2099-01-01 | Not Given | SC | Not Applicable
4271 | ThetfordCTExisting | CT | 233 | 77644 | CT Gas | MISO East Region | Consumers Energy Co. | Existing | 1970-01-01 | 2050-01-01 | Mount Morris | MI | Genesee
4272 | Thibodaux - ELACTExisting | CT | 19 | 77643 | ST Gas | Entergy | Amite South - New Orleans | Existing | 1968-01-01 | 2099-01-01 | Thibodaux | LA | Lafourche
4273 | Thief River FallsCTCancelled | CT | 4.26 | 77642 | Inactive | MISO West Region | Otter Tail Power Co. | Cancelled | 1941-01-01 | 2099-01-01 | Thief River Falls | MN | Pennington
4274 | Third StreetCTCancelled | CT | 12 | 77640 | Inactive | Entergy | Entergy North | Cancelled | 1946-01-01 | 2099-01-01 | Clarksdale | MS | Coahoma
4275 | Thomas B. FitzhughCCExisting | CC | 170 | 74365 | Combined Cycle | SPP | AEP West - SPP | Existing | 2003-04-01 | 2099-01-01 | Ozark | AR | Franklin
4276 | Thomas B. FitzhughCTCancelled | CT | 59 | 74365 | Retired | SPP | AEP West - SPP | Cancelled | 1963-05-01 | 2002-12-01 | Ozark | AR | Franklin
4277 | Thomas HillCoalExisting | Coal | 1120 | 1401 | ST Coal | TVA | Associated Electric Coop, Inc. | Existing | 1966-11-01 | 2099-01-01 | Clifton Hill | MO | Randolph
4278 | Thompson Creek Energy CenterCCCancelled | CC | 520 | 77638 | Cancelled | Entergy | Entergy South | Cancelled | 2004-04-01 | 2099-01-01 | Saint Francisville | LA | West Feliciana
4279 | ThomsonHydroExisting | Hydro | 73 | 77636 | Hydro Storage | MISO West Region | Minnesota Power, Inc. | Existing | 1907-01-01 | 2099-01-01 | Carlton | MN | Carlton
4280 | ThornappleHydroExisting | Hydro | 3 | 77635 | Hydro Run-of-River | MISO West Region | Northern States Power Co. | Existing | 1927-01-01 | 2099-01-01 | Ladysmith | WI | Rusk
4281 | ThoroldCTCancelled | CT | 240 | #N/A | Indefinitely Postponed | IESO | IESO (Ontario) | Cancelled | 2050-01-01 | 2099-01-01 | Not Given | ON | Not Applicable
4282 | Thoroughbred Energy CenterCoalCancelled | Coal | 1500 | 77631 | ST Coal | TVA | Big Rivers Electric Corp. | Cancelled | 2050-01-01 | 2099-12-01 | Central City | KY | Muhlenberg
4283 | ThorpeHydroExisting | Hydro | 23.2 | 77630 | Hydro Run-of-River | SERC | Duke Energy Corp. | Existing | 1941-10-01 | 2099-01-01 | Tuckasegee | NC | Jackson
4284 | Three Mile IslandNuclearExisting | Nuclear | 925 | 77627 | Nuclear | PJM | Metropolitan Edison | Existing | 1974-09-01 | 2034-04-01 | Middletown | PA | Dauphin
4285 | Thunder BayCoalExisting | Coal | 310 | 609001 | ST Coal | IESO | IESO (Ontario) | Existing | 1981-01-01 | 2014-01-01 | Not Given | ON | Not Applicable
4286 | Thunder Mist HydroHydroCancelled | Hydro | 1.2 | 77542 | Inactive | ISO New England | National Grid - SEMA | Cancelled | 1981-01-01 | 2099-01-01 | Woonsocket | RI | Providence
4287 | Thurlow DamHydroExisting | Hydro | 79 | 72691 | Hydro Storage | SERC | Southern Company | Existing | 1931-01-01 | 2099-01-01 | Tallassee | AL | Elmore
4288 | Tidal UnitWindExisting | Wind | 3.7 | 881616 | Wind | Eastern Canada | Nova Scotia Power Corp. | Existing | 1982-01-01 | 2099-01-01 | Not Given | NS | Not Applicable
4289 | TidewaterHydroExisting | Hydro | 4.2 | 609265 | Hydro Run-of-River | Eastern Canada | Nova Scotia Power Corp. | Existing | 1922-01-01 | 2099-01-01 | Not Given | NS | Not Applicable
4290 | Tiger BayCCExisting | CC | 236 | 77622 | Combined Cycle | Florida | Progress Energy Florida Inc. | Existing | 1995-01-01 | 2099-01-01 | Fort Meade | FL | Polk
4291 | TilburyCTCancelled | CT | 88 | #N/A | Cancelled | IESO | IESO (Ontario) | Cancelled | 2050-01-01 | 2099-01-01 | Not Given | ON | Not Applicable
4292 | TilleryHydroExisting | Hydro | 86 | 77618 | Hydro Storage | SERC | Progress Energy Carolina Inc. | Existing | 1960-01-01 | 2099-01-01 | Not Given | NC | Montgomery
4293 | TiltonCTExisting | CT | 187.2 | 1806 | CT Gas | MISO Central Region | AmerenIP | Existing | 1999-06-10 | 2099-01-01 | Tilton | IL | Vermilion
4294 | Timber Energy Resources (NRG)OtherExisting | Other | 14.5 | #N/A | ST Other | Florida | Progress Energy Florida Inc. | Existing | 1986-07-01 | 2099-01-01 | Telogia | FL | Liberty
4295 | Tims FordHydroExisting | Hydro | 39 | 77615 | Hydro Storage | TVA | Tennessee Valley Authority | Existing | 1972-03-01 | 2099-01-01 | Winchester | TN | Franklin
4296 | Tinker HydroHydroExisting | Hydro | 33.5 | 626348 | Hydro Storage | Eastern Canada | NB Power | Existing | 1965-01-01 | 2099-01-01 | Not Given | NB | Not Applicable
4297 | Tinker HydroOtherExisting | Other | 1 | 626348 | CT Oil | Eastern Canada | NB Power | Existing | 1948-01-01 | 2099-01-01 | Not Given | NB | Not Applicable
4298 | Tipton (TMU)CTExisting | CT | 3.83 | 77612 | CT Gas | MISO Central Region | AmerenCIPS | Existing | 1971-04-01 | 2099-01-01 | Tipton | IA | Cedar
4299 | TitusCoalExisting | Coal | 249 | 1529 | ST Coal | PJM | Metropolitan Edison | Existing | 1951-03-01 | 2099-01-01 | Reading | PA | Berks
4300 | TitusCTExisting | CT | 39 | 1529 | CT Gas | PJM | Metropolitan Edison | Existing | 1967-12-01 | 2099-01-01 | Reading | PA | Berks
4301 | Tiverton Power Plant (CPN)CCExisting | CC | 238.5 | 2104 | Combined Cycle | ISO New England | National Grid - Rhode Island | Existing | 2000-07-01 | 2099-01-01 | Tiverton | RI | Newport
4302 | Tobaccoville Utility PlantCoalCancelled | Coal | 40 | 1962 | Retired | SERC | Duke Energy Corp. | Cancelled | 1985-06-01 | 2005-07-06 | Winston-Salem | NC | Forsyth
4303 | TobiqueHydroExisting | Hydro | 23.7 | 609184 | Hydro Run-of-River | Eastern Canada | NB Power | Existing | 1988-01-01 | 2099-01-01 | Not Given | NB | Not Applicable
4304 | Toledo BendHydroExisting | Hydro | 81 | 77604 | Hydro Storage | Entergy | Entergy West | Existing | 1969-02-01 | 2099-01-01 | Not Given | TX | Newton
4305 | TolkCoalExisting | Coal | 1080 | 1757 | ST Coal | SPP | Southwestern Public Service Co. | Existing | 1982-07-01 | 2099-01-01 | Muleshoe | TX | Lamb
4306 | TolnaOtherExisting | Other | 54 | 1530 | CT Oil | PJM | Metropolitan Edison | Existing | 1972-06-01 | 2099-01-01 | Stewartstown | PA | York
4307 | Tom G SmithCCExisting | CC | 31.75 | 2363 | Combined Cycle | Florida | Florida Municipal Power Agency | Existing | 1978-03-01 | 2099-01-01 | Lake Worth | FL | Palm Beach
4308 | Tom G SmithCTCancelled | CT | 10 | 2363 | Inactive | Florida | Florida Municipal Power Agency | Cancelled | 1965-12-01 | 2099-01-01 | Lake Worth | FL | Palm Beach
4309 | Tom G SmithCTExisting | CT | 32 | 2363 | ST Gas | Florida | Florida Municipal Power Agency | Existing | 1961-01-01 | 2099-01-01 | Lake Worth | FL | Palm Beach
4310 | Tom G SmithOtherExisting | Other | 31 | 2363 | CT Oil | Florida | Florida Municipal Power Agency | Existing | 1976-12-01 | 2099-01-01 | Lake Worth | FL | Palm Beach
4311 | Tomahawk Power & PulpHydroExisting | Hydro | 1 | 77601 | Hydro Run-of-River | MISO West Region | Wisconsin Public Service Corp. | Existing | 1988-01-01 | 2099-01-01 | Tomahawk | WI | Lincoln
4312 | TomahawkHydroExisting | Hydro | 2 | 77600 | Hydro Run-of-River | MISO West Region | Wisconsin Public Service Corp. | Existing | 1938-01-01 | 2099-01-01 | Tomahawk | WI | Lincoln
4313 | Tonawanda Generating FacilityCTCancelled | CT | 2.94 | #N/A | Retired | NYISO | NYISO - West Zone (A) | Cancelled | 1985-08-01 | 2001-01-01 | Tonawanda | NY | Erie
4314 | Tontitown CTCTExisting | CT | 340 | #N/A | CT Gas | SPP | AEP West - SPP | Existing | 2007-12-01 | 2099-01-01 | Tontitown | AR | Washington
4315 | Tontitown CTCTFuture | CT | 170 | #N/A | CT Gas | SPP | AEP West - SPP | Future | 2012-12-01 | 2099-01-01 | Tontitown | AR | Washington
4316 | TontitownCCCancelled | CC | 550 | #N/A | Indefinitely Postponed | SPP | AEP West - SPP | Cancelled | 2050-01-01 | 2099-01-01 | Tontitown | AR | Washington
4317 | Top Of Iowa Wind Farm IIIWindCancelled | Wind | 30 | 878935 | Inactive | MISO West Region | Alliant West | Cancelled | 2006-12-31 | 2099-12-01 | Not Given | IA | Worth
4318 | Top Of Iowa Wind Farm IIWindExisting | Wind | 110 | 879066 | Wind | MISO West Region | Alliant West | Existing | 2007-10-01 | 2099-12-01 | Not Given | IA | Worth
4319 | Top Of Iowa Wind FarmWindExisting | Wind | 80 | 77597 | Wind | MISO West Region | Alliant West | Existing | 2001-12-04 | 2099-01-01 | Not Given | IA | Worth
4320 | Topsham Hydro PartnersHydroExisting | Hydro | 13.92 | 77596 | Hydro Run-of-River | ISO New England | Central Maine Power Co. | Existing | 1987-10-01 | 2099-01-01 | Topsham | ME | Sagadahoc
4321 | Toronto (BLXA M)CCCancelled | CC | 180 | 850859 | Cancelled | IESO | IESO (Ontario) | Cancelled | 2050-01-01 | 2099-01-01 | Toronto | ON | Not Applicable
4322 | Toronto Waterfront Wind TurbinesWindCancelled | Wind | 1.52 | #N/A | Inactive | IESO | IESO (Ontario) | Cancelled | 2002-12-17 | 2099-01-01 | Toronto | ON | Not Applicable
4323 | TorringtonOtherExisting | Other | 21.8 | 77591 | CT Oil | ISO New England | Northeast Utilities - Connecticut | Existing | 1967-08-01 | 2099-01-01 | Torrington | CT | Litchfield
4324 | Toulnustouc RiverHydroExisting | Hydro | 526 | 587760 | Hydro Storage | Eastern Canada | Hydro-Quebec | Existing | 2005-06-03 | 2050-01-01 | Not Given | PQ | Not Applicable
4325 | TowerCTExisting | CT | 25 | 77587 | CT Gas | MISO East Region | Wolverine Power Supply Coop, Inc. | Existing | 1971-03-01 | 2099-01-01 | Tower | MI | Cheboygan
4326 | TowerOtherExisting | Other | 3 | 77587 | CT Oil | MISO East Region | Wolverine Power Supply Coop, Inc. | Existing | 1948-01-01 | 2099-01-01 | Tower | MI | Cheboygan
4327 | Townsend HydroHydroCancelled | Hydro | 5.28 | 77585 | Inactive | PJM | Duquesne Light Co. | Cancelled | 1988-01-01 | 2099-01-01 | New Brighton | PA | Beaver
4328 | Toyon Farms Landfill - Volusia CountyCTExisting | CT | 3.8 | #N/A | CT Gas | Florida | Tampa Electric Co. | Existing | 1998-06-01 | 2099-01-01 | Not Given | FL | Not Applicable
4329 | Tracy (HYQU)OtherExisting | Other | 600 | 608628 | ST Oil | Eastern Canada | Hydro-Quebec | Existing | 1964-07-01 | 2099-01-01 | Not Given | PQ | Not Applicable
4330 | Traverse CityCTCancelled | CT | 50 | #N/A | Inactive | MISO East Region | Wolverine Power Supply Coop, Inc. | Cancelled | 2002-11-25 | 2099-01-01 | Traverse City | MI | Grand Traverse
4331 | Treasure Coast Energy CenterCCPlanned | CC | 300 | 748853 | Combined Cycle | Florida | Florida Municipal Power Agency | Planned | 2008-12-31 | 2099-12-01 | Fort Pierce | FL | St. Lucie
4332 | TregoHydroExisting | Hydro | 2 | 77579 | Hydro Run-of-River | MISO West Region | Northern States Power Co. | Existing | 1927-01-01 | 2099-01-01 | Trego | WI | Washburn
4333 | TrencheHydroExisting | Hydro | 281.34 | 608663 | Hydro Run-of-River | Eastern Canada | Hydro-Quebec | Existing | 1982-03-01 | 2099-01-01 | Not Given | PQ | Not Applicable
4334 | Trenton (NS)CoalExisting | Coal | 311.1 | 609244 | ST Coal | Eastern Canada | Nova Scotia Power Corp. | Existing | 1969-01-01 | 2099-01-01 | Not Given | NS | Not Applicable
4335 | Trenton (Tre)OtherExisting | Other | 9.15 | 77576 | CT Oil | TVA | Associated Electric Coop, Inc. | Existing | 1985-01-01 | 2099-01-01 | Trenton | MO | Grundy
4336 | Trenton ChannelCoalExisting | Coal | 730 | 1362 | ST Coal | MISO East Region | Detroit Edison Co. | Existing | 1949-06-01 | 2099-01-01 | Trenton | MI | Wayne
4337 | Trenton DieselOtherExisting | Other | 4.6 | 77576 | CT Oil | TVA | Associated Electric Coop, Inc. | Existing | 1948-01-01 | 2099-01-01 | Trenton | MO | Grundy
4338 | Trenton District Energy CompanCTExisting | CT | 12 | 77567 | CT Gas | PJM | Public Service Electric & Gas Co. | Existing | 1983-12-31 | 2099-01-01 | Trenton | NJ | Mercer
4339 | Trenton FallsHydroExisting | Hydro | 25.91 | 77575 | Hydro Run-of-River | NYISO | NYISO - Mohawk Valley Zone (E) | Existing | 1919-01-01 | 2099-01-01 | Prospect | NY | Oneida
4340 | Trenton PeakingOtherExisting | Other | 13.75 | 77574 | CT Oil | TVA | Associated Electric Coop, Inc. | Existing | 1974-06-01 | 2099-01-01 | Trenton | MO | Grundy
4341 | Trenton StateCTCancelled | CT | 3 | #N/A | Inactive | PJM | Public Service Electric & Gas Co. | Cancelled | 1996-01-01 | 2099-01-01 | Trenton | NJ | Mercer
4342 | Trethewey FallsHydroCancelled | Hydro | 1.74 | #N/A | Inactive | IESO | IESO (Ontario) | Cancelled | 1929-09-01 | 2099-01-01 | Bracebridge | ON | Not Applicable
4343 | Trigen Peoples District Energy CoCTCancelled | CT | 3.3 | 77568 | Inactive | PJM | Commonwealth Edison Co. | Cancelled | 1997-01-01 | 2099-01-01 | Chicago | IL | Cook
4344 | Trigen-Nassau Energy CorporatiCCExisting | CC | 57 | 77569 | Combined Cycle | NYISO | NYISO - Long Island (K) | Existing | 1991-03-22 | 2099-01-01 | Garden City | NY | Nassau
4345 | Trimble County 2CoalCancelled | Coal | 732 | 1721 | Inactive | TVA | E.ON U.S. (LG&E) | Cancelled | 2010-03-01 | 2099-01-01 | Bedford | KY | Trimble
4346 | Trimble County 2CoalPlanned | Coal | 732 | 1721 | ST Coal | TVA | E.ON U.S. (LG&E) | Planned | 2010-03-01 | 2099-01-01 | Bedford | KY | Trimble
4347 | Trimble CountyCoalCancelled | Coal | 495 | 1721 | Inactive | TVA | E.ON U.S. (LG&E) | Cancelled | 1990-12-01 | 2000-01-01 | Bedford | KY | Trimble
4348 | Trimble CountyCoalExisting | Coal | 495 | #N/A | ST Coal | TVA | E.ON U.S. (LG&E) | Existing | 1990-12-01 | 2099-01-01 | Bedford | KY | Trimble
4349 | Trimble CountyCTExisting | CT | 1080 | 1721 | CT Gas | TVA | E.ON U.S. (LG&E) | Existing | 2004-06-25 | 2099-01-01 | Bedford | KY | Trimble
4350 | Trimont WindWindExisting | Wind | 105 | 587484 | Wind | MISO West Region | Great River Energy | Existing | 2005-11-29 | 2099-12-01 | Trimont | MN | Martin
4351 | TrumanCTCancelled | CT | 3.9 | 77558 | Inactive | MISO West Region | Great River Energy | Cancelled | 1954-01-01 | 2099-01-01 | Truman | MN | Martin
4352 | TrumanOtherExisting | Other | 8 | 77558 | CT Oil | MISO West Region | Great River Energy | Existing | 1997-06-01 | 2099-01-01 | Truman | MN | Martin
4353 | Tsar Nicholas LlcWindCancelled | Wind | 1.9 | 77557 | Inactive | MISO West Region | Northern States Power Co. | Cancelled | 2001-08-21 | 2099-01-01 | Hendricks | MN | Lincoln
4354 | TuckasegeeHydroCancelled | Hydro | 3 | 77556 | Inactive | SERC | Duke Energy Corp. | Cancelled | 1950-05-01 | 2099-01-01 | Tuckasegee | NC | Jackson
4355 | TuckertownHydroExisting | Hydro | 85.75 | 77555 | Hydro Storage | SERC | Duke Energy Corp. | Existing | 1962-04-01 | 2099-01-01 | New London | NC | Montgomery
4356 | TucumcariOtherExisting | Other | 15 | 77553 | CT Oil | SPP | Southwestern Public Service Co. | Existing | 1951-01-01 | 2099-01-01 | Tucumcari | NM | Quay
4357 | Tufts CoveCTCancelled | CT | 99 | 609253 | Inactive | Eastern Canada | Nova Scotia Power Corp. | Cancelled | 1976-01-01 | 2099-01-01 | Not Given | NS | Not Applicable
4358 | Tufts CoveCTExisting | CT | 94 | 609253 | CT Gas | Eastern Canada | Nova Scotia Power Corp. | Existing | 1976-01-01 | 2099-01-01 | Not Given | NS | Not Applicable
4359 | Tufts CoveOtherExisting | Other | 332 | 609253 | ST Oil | Eastern Canada | Nova Scotia Power Corp. | Existing | 1965-01-01 | 2099-01-01 | Not Given | NS | Not Applicable
4360 | TugaloHydroExisting | Hydro | 52.4 | 77552 | Hydro Storage | SERC | Southern Company | Existing | 1923-10-01 | 2099-01-01 | Clarkesville | GA | Habersham
4361 | TuliaCTCancelled | CT | 15.05 | 77547 | Inactive | SPP | Southwestern Public Service Co. | Cancelled | 1979-01-01 | 2099-01-01 | Tulia | TX | Swisher
4362 | TulsaCTCancelled | CT | 93.25 | 1520 | Inactive | SPP | AEP West - SPP | Cancelled | 1967-04-01 | 2099-01-01 | Tulsa | OK | Tulsa
4363 | TulsaCTExisting | CT | 330 | 1520 | ST Gas | SPP | AEP West - SPP | Existing | 1956-11-01 | 2099-01-01 | Tulsa | OK | Tulsa
4364 | Tunis PowerCCExisting | CC | 60 | 609497 | Combined Cycle | IESO | IESO (Ontario) | Existing | 1995-01-01 | 2099-01-01 | Iroquois Falls | ON | Not Applicable
4365 | TunnelHydroExisting | Hydro | 2.1 | 77545 | Hydro Run-of-River | ISO New England | Northeast Utilities - Connecticut | Existing | 1949-01-01 | 2099-01-01 | Not Given | CT | New London
4366 | TunnelOtherExisting | Other | 20.8 | 77545 | CT Oil | ISO New England | Northeast Utilities - Connecticut | Existing | 1969-01-01 | 2099-01-01 | Not Given | CT | New London
4367 | TupperwareHydroCancelled | Hydro | 1.72 | 77542 | Inactive | ISO New England | National Grid - SEMA | Cancelled | 1988-01-01 | 2099-01-01 | Providence | RI | Providence
4368 | Turkey PointCCPlanned | CC | 1150 | 2345 | Combined Cycle | Florida | Florida Power & Light Co. | Planned | 2007-07-01 | 2099-12-01 | Miami | FL | Dade
4369 | Turkey PointCTCancelled | CT | 14 | 2345 | Inactive | Florida | Florida Power & Light Co. | Cancelled | 1968-04-01 | 2099-01-01 | Miami | FL | Dade
4370 | Turkey PointNuclearExisting | Nuclear | 1434 | 2345 | Nuclear | Florida | Florida Power & Light Co. | Existing | 1972-12-01 | 2032-07-19 | Miami | FL | Dade
4371 | Turkey PointOtherExisting | Other | 814 | 2345 | ST Oil | Florida | Florida Power & Light Co. | Existing | 1967-04-01 | 2099-01-01 | Miami | FL | Dade
4372 | Turner ShoalsHydroExisting | Hydro | 3 | 77538 | Hydro Run-of-River | SERC | Duke Energy Corp. | Existing | 1925-01-01 | 2099-01-01 | Mill Spring | NC | Polk
4373 | Turners Falls CogenerationCTCancelled | CT | 21.94 | #N/A | Retired | ISO New England | National Grid - WCMA | Cancelled | 1989-07-01 | 2001-01-01 | Turners Falls | MA | Franklin
4374 | Turners FallsHydroCancelled | Hydro | 6.25 | 77537 | Inactive | ISO New England | Northeast Utilities - Connecticut | Cancelled | 1913-01-01 | 2099-01-01 | Turners Falls | MA | Franklin
4375 | Turnkey Landfill Gas RecoveryCTCancelled | CT | 9.2 | 77535 | Inactive | ISO New England | Northeast Utilities - New Hampshire | Cancelled | 1997-12-01 | 2099-01-01 | Rochester | NH | Strafford
4376 | Tusket GTOtherExisting | Other | 24.3 | 609206 | CT Oil | Eastern Canada | Nova Scotia Power Corp. | Existing | 1971-01-01 | 2099-01-01 | Not Given | NS | Not Applicable
4377 | Tusket HydroHydroExisting | Hydro | 2.7 | 609276 | Hydro Run-of-River | Eastern Canada | Nova Scotia Power Corp. | Existing | 1929-01-01 | 2099-01-01 | Not Given | NS | Not Applicable
4378 | TuxedoHydroExisting | Hydro | 6.4 | 77533 | Hydro Run-of-River | SERC | Duke Energy Corp. | Existing | 1920-06-01 | 2099-01-01 | Flat Rock | NC | Henderson
4379 | Twin BranchHydroCancelled | Hydro | 4.5 | 77531 | Inactive | PJM | AEP I&M | Cancelled | 1989-05-01 | 2099-01-01 | Mishawaka | IN | St. Joseph
4380 | Twin Bridges Gas RecoveryCTExisting | CT | 3.2 | 77530 | CT Gas | MISO Central Region | Duke (Cinergy) | Existing | 1994-10-01 | 2099-01-01 | Danville | IN | Hendricks
4381 | Twin Cities Assembly PlantHydroCancelled | Hydro | 18 | 405959 | Inactive | MISO West Region | Northern States Power Co. | Cancelled | 1988-01-01 | 2099-01-01 | Saint Paul | MN | Ramsey
4382 | Twin Creeks Wind FarmWindCancelled | Wind | 98 | 735725 | Wind | MISO West Region | Wisconsin Public Service Corp. | Cancelled | 2050-01-01 | 2099-12-01 | Not Given | WI | Manitowoc
4383 | Twin Falls (WEP)HydroExisting | Hydro | 6.2 | 77528 | Hydro Run-of-River | MISO West Region | We Energies | Existing | 1913-01-01 | 2099-01-01 | Not Given | MI | Dickinson
4384 | Twin Lake Hill LLCWindCancelled | Wind | 1.9 | 77526 | Inactive | MISO West Region | Northern States Power Co. | Cancelled | 2001-08-21 | 2099-01-01 | Hendricks | MN | Lincoln
4385 | Two HarborsOtherExisting | Other | 2 | 77521 | CT Oil | MISO West Region | Minnesota Power, Inc. | Existing | 1972-03-01 | 2099-01-01 | Two Harbors | MN | Lake
4386 | Tyrone (KUC)CoalExisting | Coal | 73 | 2463 | ST Coal | TVA | E.ON U.S. (LG&E) | Existing | 1953-07-01 | 2099-01-01 | Versailles | KY | Woodford
4387 | Tyrone (KUC)OtherCancelled | Other | 63 | 2463 | Retired | TVA | E.ON U.S. (LG&E) | Cancelled | 1947-10-01 | 2099-01-01 | Versailles | KY | Woodford
4388 | Tyrone (WVC)CoalCancelled | Coal | 17.5 | 77518 | Inactive | PJM | Pennsylvania Electric | Cancelled | 1929-01-01 | 2099-01-01 | Tyrone | PA | Blair
4389 | U.S. Agri-Chemicals CorporatioCoalExisting | Coal | 32 | #N/A | ST Coal | Florida | Progress Energy Florida Inc. | Existing | 1982-01-01 | 2099-01-01 | Fort Meade | FL | Polk
4390 | UAE Lowell PowerCCExisting | CC | 97 | 2071 | Combined Cycle | ISO New England | National Grid - NEMA | Existing | 1993-03-11 | 2099-01-01 | Lowell | MA | Middlesex
4391 | UAE Lowell PowerCTCancelled | CT | 48 | 2071 | Cancelled | ISO New England | National Grid - WCMA | Cancelled | 2050-01-01 | 2099-01-01 | Lowell | MA | Middlesex
4392 | UblyCTCancelled | CT | 8.55 | 77506 | Inactive | MISO East Region | Detroit Edison Co. | Cancelled | 1993-11-01 | 2099-01-01 | Ubly | MI | Huron
4393 | Umbata FallsHydroExisting | Hydro | 22.8 | 632065 | Hydro Run-of-River | IESO | IESO (Ontario) | Existing | 2007-03-01 | 2099-12-01 | Not Given | ON | Not Applicable
4394 | UmiujaqOtherExisting | Other | 1.05 | #N/A | CT Oil | Eastern Canada | Hydro-Quebec | Existing | 1988-01-01 | 2099-01-01 | Not Given | PQ | Not Applicable
4395 | Union County Resource RecoveryOtherExisting | Other | 44 | 77492 | ST Other | PJM | Public Service Electric & Gas Co. | Existing | 1992-01-01 | 2099-01-01 | Rahway | NJ | Union
4396 | Union FallsHydroCancelled | Hydro | 2.6 | 77491 | Inactive | NYISO | NYISO - North Zone (D) | Cancelled | 1907-01-01 | 2099-01-01 | Au Sable Forks | NY | Clinton
4397 | Union Power PartnersCCExisting | CC | 2200 | 77489 | Combined Cycle | Entergy | Entergy North | Existing | 2002-11-15 | 2099-01-01 | El Dorado | AR | Union
4398 | Unionville - ASECOtherExisting | Other | 45 | 77486 | CT Oil | TVA | Associated Electric Coop, Inc. | Existing | 1976-06-01 | 2099-01-01 | Unionville | MO | Putnam
4399 | Unionville - UPLDOtherExisting | Other | 8.2 | 77485 | CT Oil | TVA | Associated Electric Coop, Inc. | Existing | 1967-01-01 | 2099-01-01 | Unionville | MO | Putnam
4400 | Unionville Hydro Proj 2499-NYHydroCancelled | Hydro | 3 | 77484 | Inactive | NYISO | NYISO - Mohawk Valley Zone (E) | Cancelled | 1984-01-01 | 2099-01-01 | Potsdam | NY | St. Lawrence
4401 | United Health CareOtherExisting | Other | 4 | 77479 | CT Oil | MISO West Region | Northern States Power Co. | Existing | 1993-10-01 | 2099-01-01 | Minneapolis | MN | Hennepin
4402 | United Hospital 1OtherExisting | Other | 5 | 77478 | CT Oil | MISO West Region | Northern States Power Co. | Existing | 1992-10-01 | 2099-01-01 | St. Paul | MN | Ramsey
4403 | United TechnologiesCTExisting | CT | 25.8 | #N/A | CT Gas | ISO New England | Northeast Utilities - Connecticut | Existing | 1992-01-01 | 2099-01-01 | East Hartford | CT | Hartford
4404 | University - Medicine/DentistrCTCancelled | CT | 3.5 | 77474 | Inactive | PJM | Public Service Electric & Gas Co. | Cancelled | 1989-07-01 | 2099-01-01 | Newark | NJ | Essex
4405 | University of Florida ProjectCTExisting | CT | 46 | 77470 | CT Gas | Florida | Progress Energy Florida Inc. | Existing | 1994-01-31 | 2099-01-01 | Gainesville | FL | Alachua
4406 | University ParkCTExisting | CT | 528 | 2230 | CT Gas | PJM | Commonwealth Edison Co. | Existing | 2002-07-25 | 2099-01-01 | University Park | IL | Will
4407 | Upper AndroscogginHydroCancelled | Hydro | 1.68 | 77449 | Inactive | ISO New England | Central Maine Power Co. | Cancelled | 1920-04-01 | 2099-01-01 | Lewiston | ME | Androscoggin
4408 | Upper Lake FallsHydroExisting | Hydro | 5.4 | 609299 | Hydro Run-of-River | Eastern Canada | Nova Scotia Power Corp. | Existing | 1929-01-01 | 2099-01-01 | Not Given | NS | Not Applicable
4409 | Upper LaurentiansCTCancelled | CT | 20 | 588080 | Cancelled | Eastern Canada | Hydro-Quebec | Cancelled | 2050-01-01 | 2099-01-01 | Not Given | PQ | Not Applicable
4410 | Upper New York Wind Farm WethersfieldWindCancelled | Wind | 6.6 | 77147 | Inactive | NYISO | NYISO - Genesee Zone (B) | Cancelled | 2000-10-16 | 2099-01-01 | Not Given | NY | Wyoming
4411 | Urquhart - SCEGCCExisting | CC | 490 | 1567 | Combined Cycle | SERC | South Carolina Electric & Gas Co. | Existing | 2002-06-03 | 2099-01-01 | Beech Island | SC | Aiken
4412 | Urquhart - SCEGCoalCancelled | Coal | 152 | 1567 | Retired | SERC | South Carolina Electric & Gas Co. | Cancelled | 1953-12-01 | 2002-09-01 | Beech Island | SC | Aiken
4413 | Urquhart - SCEGCoalExisting | Coal | 102 | 1567 | ST Coal | SERC | South Carolina Electric & Gas Co. | Existing | 1955-11-01 | 2099-01-01 | Beech Island | SC | Aiken
4414 | Urquhart - SCEGOtherExisting | Other | 96 | 1567 | CT Oil | SERC | South Carolina Electric & Gas Co. | Existing | 1999-06-01 | 2099-01-01 | Beech Island | SC | Aiken
4415 | USDOE SRS (D-AREA)CoalExisting | Coal | 35 | 77509 | ST Coal | SERC | South Carolina Electric & Gas Co. | Existing | 1995-10-01 | 2099-01-01 | Abbeville | SC | Abbeville
4416 | V.M.E.A. #1CTCancelled | CT | 6.2 | 77420 | Inactive | PJM | Dominion | Cancelled | 1992-11-01 | 2099-01-01 | Not Given | VA | Not Applicable
4417 | ValdostaCoalCancelled | Coal | 2.5 | 77414 | Inactive | SERC | Southern Company | Cancelled | 1985-01-01 | 2099-01-01 | Valdosta | GA | Lowndes
4418 | ValeniteCTCancelled | CT | 2.87 | 578595 | Inactive | SERC | Duke Energy Corp. | Cancelled | 1996-12-01 | 2099-01-01 | Not Given | SC | Not Applicable
4419 | Valerie FallsHydroExisting | Hydro | 10 | 609481 | Hydro Run-of-River | IESO | IESO (Ontario) | Existing | 1994-10-01 | 2099-01-01 | Atitkoken | ON | Not Applicable
4420 | Valley (WEP)CoalExisting | Coal | 280 | 2311 | ST Coal | MISO West Region | We Energies | Existing | 1968-06-01 | 2099-01-01 | Milwaukee | WI | Milwaukee
4421 | Valley (WEP)OtherExisting | Other | 3 | 2311 | CT Oil | MISO West Region | We Energies | Existing | 1969-03-01 | 2099-01-01 | Milwaukee | WI | Milwaukee
4422 | Valley Falls Hydroeletric FaciHydroCancelled | Hydro | 2.08 | 77406 | Inactive | NYISO | NYISO - Capital Zone (F) | Cancelled | 1985-08-01 | 2099-01-01 | Valley Falls | NY | Rensselaer
4423 | Valparaiso UniversityCTCancelled | CT | 1.33 | 77401 | Inactive | MISO East Region | Northern Indiana Public Service Co. | Cancelled | 1991-11-01 | 2099-01-01 | Valparaiso | IN | Porter
4424 | Van SantOtherExisting | Other | 40 | 77400 | CT Oil | PJM | Delmarva Power & Light Co. | Existing | 1991-05-01 | 2099-01-01 | Dover | DE | Kent
4425 | VandaliaOtherExisting | Other | 8.05 | 77397 | CT Oil | TVA | Associated Electric Coop, Inc. | Existing | 1957-01-01 | 2099-01-01 | Vandalia | MO | Audrain
4426 | Vandolah Power ProjectCTExisting | CT | 680 | 74805 | CT Gas | Florida | Seminole Electric Coop, Inc. | Existing | 2002-06-01 | 2099-01-01 | Not Given | FL | Hardee
4427 | Vann Power PlantCCExisting | CC | 500 | 606975 | Combined Cycle | SERC | Alabama Electric Coop, Inc. | Existing | 2002-01-01 | 2099-01-01 | Gantt | AL | Covington
4428 | VarennesCCCancelled | CC | 600 | #N/A | Cancelled | Eastern Canada | Hydro-Quebec | Cancelled | 2050-01-01 | 2099-01-01 | Not Given | PQ | Not Applicable
4429 | VarickHydroCancelled | Hydro | 7 | 77394 | Inactive | NYISO | NYISO - Central Zone (C) | Cancelled | 1926-01-01 | 2099-01-01 | Not Given | NY | Oswego
4430 | Veazie AHydroCancelled | Hydro | 6.76 | 77393 | Inactive | ISO New England | Bangor Hydro-Electric Co. | Cancelled | 1933-01-01 | 2099-01-01 | Veazie | ME | Penobscot
4431 | Veazie BHydroCancelled | Hydro | 3 | 77393 | Inactive | ISO New England | Bangor Hydro-Electric Co. | Cancelled | 1938-01-01 | 2099-01-01 | Veazie | ME | Penobscot
4432 | Veazie CHydroCancelled | Hydro | 5 | 77393 | Cancelled | ISO New England | Bangor Hydro-Electric Co. | Cancelled | 2005-01-01 | 2099-01-01 | Veazie | ME | Penobscot
4433 | Velva Wind FarmWindExisting | Wind | 12 | 737972 | Wind | MISO West Region | Great River Energy | Existing | 2005-12-31 | 2099-12-01 | Velva | ND | Mchenry
4434 | Venice (AUEP)CTExisting | CT | 469.39 | 77389 | CT Gas | MISO Central Region | AmerenUE | Existing | 2005-06-10 | 2050-01-01 | Venice | IL | Madison
4435 | Venice (AUEP)OtherCancelled | Other | 333.99 | 77389 | Retired | MISO Central Region | AmerenUE | Cancelled | 1942-05-01 | 2002-12-31 | Venice | IL | Madison
4436 | Venice (AUEP)OtherExisting | Other | 29.6 | 77389 | CT Oil | MISO Central Region | AmerenUE | Existing | 1967-10-01 | 2099-01-01 | Venice | IL | Madison
4437 | Venice Resources Gas RecoveryCTExisting | CT | 1 | 77387 | CT Gas | MISO East Region | Consumers Energy Co. | Existing | 1992-03-01 | 2099-01-01 | Lennon | MI | Shiawassee
4438 | Vergennes 9HydroCancelled | Hydro | 2.1 | 77385 | Inactive | ISO New England | Green Mountain Power Corp. | Cancelled | 1943-01-01 | 2099-01-01 | Vergennes | VT | Addison
4439 | Vergennes 9OtherExisting | Other | 4.24 | 77385 | CT Oil | ISO New England | Green Mountain Power Corp. | Existing | 1963-11-01 | 2099-01-01 | Vergennes | VT | Addison
4440 | Vermilion (DMG)CoalExisting | Coal | 180 | 2404 | ST Coal | MISO Central Region | AmerenIP | Existing | 1956-11-01 | 2099-01-01 | Collison | IL | Vermilion
4441 | Vermilion (DMG)OtherExisting | Other | 10 | 2404 | CT Oil | MISO Central Region | AmerenIP | Existing | 1967-08-01 | 2099-01-01 | Collison | IL | Vermilion
4442 | Vermillion Generating Station LLCCTExisting | CT | 720 | 2130 | CT Gas | MISO Central Region | Duke (Cinergy) | Existing | 2000-05-31 | 2099-01-01 | Not Given | IN | Vermillion
4443 | Vermont YankeeNuclearExisting | Nuclear | 531 | 77382 | Nuclear | ISO New England | Central Vermont Public Service Corp. | Existing | 1972-11-01 | 2032-03-01 | Vernon | VT | Windham
4444 | Vernon At CheshireHydroExisting | Hydro | 24.44 | 77423 | Hydro Run-of-River | ISO New England | National Grid - New Hampshire | Existing | 1921-01-01 | 2099-01-01 | Not Given | NH | Cheshire
4445 | Vernon At GraftonHydroCancelled | Hydro | 8.44 | 77423 | Inactive | ISO New England | National Grid - WCMA | Cancelled | 1921-01-01 | 2099-01-01 | Grafton | NH | Grafton
4446 | Vernon BoulevardCTExisting | CT | 79.9 | 77378 | CT Gas | NYISO | NYISO - NY City (J) | Existing | 2001-07-01 | 2099-01-01 | New York | NY | Queens
4447 | Vero Beach MunicipalCCExisting | CC | 60.2 | 2369 | Combined Cycle | Florida | Florida Municipal Power Agency | Existing | 1993-01-01 | 2099-01-01 | Vero Beach | FL | Indian River
4448 | Vero Beach MunicipalCTExisting | CT | 102 | 2369 | ST Gas | Florida | Florida Municipal Power Agency | Existing | 1961-11-01 | 2099-01-01 | Vero Beach | FL | Indian River
4449 | Versailles PeakingCTCancelled | CT | 5.49 | 77377 | Inactive | MISO East Region | FirstEnergy Ohio | Cancelled | 1999-06-01 | 2099-01-01 | Not Given | OH | Darke
4450 | VestaburgOtherExisting | Other | 6 | 77376 | CT Oil | MISO East Region | Wolverine Power Supply Coop, Inc. | Existing | 1939-01-01 | 2099-01-01 | Vestaburg | MI | Montcalm
4451 | ViaductCTExisting | CT | 29.7 | 77373 | CT Gas | MISO Central Region | AmerenUE | Existing | 1967-11-01 | 2099-01-01 | Not Given | MO | Cape Girardeau
4452 | Victor J. DanielCCExisting | CC | 1000 | 1722 | Combined Cycle | SERC | Southern Company | Existing | 2001-04-01 | 2099-01-01 | Escatawpa | MS | Jackson
4453 | Victor J. DanielCoalExisting | Coal | 956.6 | 1722 | ST Coal | SERC | Southern Company | Existing | 1977-09-01 | 2050-01-01 | Escatawpa | MS | Jackson
4454 | Victoria (UPP)HydroExisting | Hydro | 12 | 77371 | Hydro Run-of-River | MISO West Region | We Energies | Existing | 1931-01-01 | 2099-01-01 | Rockland | MI | Ontonagon
4455 | Victoria JunctionOtherExisting | Other | 66 | 609208 | CT Oil | Eastern Canada | Nova Scotia Power Corp. | Existing | 1975-01-01 | 2099-01-01 | Not Given | NS | Not Applicable
4456 | Victory Mills (CHI)HydroCancelled | Hydro | 1.49 | 404993 | Inactive | NYISO | NYISO - Capital Zone (F) | Cancelled | 1905-01-01 | 2099-01-01 | Victory Mills | NY | Saratoga
4457 | ViennaCTCancelled | CT | 17 | 1334 | Cancelled | PJM | Delmarva Power & Light Co. | Cancelled | 1971-12-01 | 2099-01-01 | Vienna | MD | Dorchester
4458 | ViennaOtherExisting | Other | 177 | 1334 | CT Oil | PJM | Delmarva Power & Light Co. | Existing | 1968-04-01 | 2099-01-01 | Vienna | MD | Dorchester
4459 | VIEP Small HydrosHydroCancelled | Hydro | 3.4 | #N/A | Inactive | PJM | Dominion | Cancelled | 1987-12-01 | 2099-01-01 | Mineral | VA
4460 | VilliscaCTCancelled | CT | 1.93 | 77360 | Inactive | MISO West Region | Alliant West | Cancelled | 1936-01-01 | 2099-01-01 | Villisca | IA | Montgomery
4461 | Vineland Cogeneration PlantCCCancelled | CC | 53 | 77358 | Retired | PJM | Atlantic City Electric Co. | Cancelled | 1994-06-01 | 2004-06-15 | Vineland | NJ | Cumberland
4462 | VintonOtherExisting | Other | 14.59 | 77357 | CT Oil | MISO Central Region | AmerenCIPS | Existing | 1955-01-01 | 2099-01-01 | Vinton | IA | Benton
4463 | Virginia AvenueCTExisting | CT | 44 | #N/A | CT Gas | NYISO | NYISO - NY City (J) | Existing | 2001-07-01 | 2099-01-01 | Staten Island | NY | New York
4464 | VirginiaCoalExisting | Coal | 10 | 77355 | ST Coal | MISO West Region | Minnesota Power, Inc. | Existing | 1954-01-01 | 2099-01-01 | Virginia | MN | St. Louis
4465 | VirginiaCTCancelled | CT | 15 | 77355 | Inactive | MISO West Region | Minnesota Power, Inc. | Cancelled | 2007-01-31 | 2099-12-01 | Virginia | MN | St. Louis
4466 | Vischer FerryHydroExisting | Hydro | 11.4 | 77353 | Hydro Run-of-River | NYISO | NYISO - Capital Zone (F) | Existing | 1991-07-31 | 2099-01-01 | Not Given | NY | Saratoga
4467 | VMEA-1 Credit Gen.CTCancelled | CT | 12.4 | 77420 | Inactive | PJM | Dominion | Cancelled | 1990-05-01 | 2099-01-01 | Not Given | VA | Prince William
4468 | W. G. Krummrich PlantCoalCancelled | Coal | 6 | #N/A | Inactive | MISO Central Region | AmerenIP | Cancelled | 1952-06-01 | 2099-01-01 | East Saint Louis | IL | St. Clair
4469 | W.E. SwoopeCTExisting | CT | 4.9 | 77343 | CT Gas | Florida | Florida Municipal Power Agency | Existing | 1981-11-01 | 2099-01-01 | New Smyrna Beach | FL | Volusia
4470 | W.F. WymanOtherExisting | Other | 845.01 | 1326 | ST Oil | ISO New England | Central Maine Power Co. | Existing | 1957-01-01 | 2099-01-01 | Yarmouth | ME | Cumberland
4471 | W.H. ZimmerCoalCancelled | Coal | 1300 | 1705 | Inactive | MISO Central Region | Duke (Cinergy) | Cancelled | 1991-03-01 | 2000-01-01 | Moscow | OH | Clermont
4472 | W.H. ZimmerCoalExisting | Coal | 1299.5 | 1705 | ST Coal | MISO Central Region | Duke (Cinergy) | Existing | 1991-03-01 | 2099-01-01 | Moscow | OH | Clermont
4473 | W.K. SandersHydroCancelled | Hydro | 1.8 | 77340 | Inactive | ISO New England | Green Mountain Power Corp. | Cancelled | 1983-07-01 | 2099-01-01 | Morrisville | VT | Lamoille
4474 | W.S. WymanHydroExisting | Hydro | 80.95 | 77018 | Hydro Storage | ISO New England | Central Maine Power Co. | Existing | 1931-01-01 | 2099-01-01 | Bingham | ME | Somerset
4475 | Wabash RiverCoalExisting | Coal | 668 | 2424 | ST Coal | MISO Central Region | Duke (Cinergy) | Existing | 1953-08-01 | 2099-01-01 | West Terre Haute | IN | Vigo
4476 | Wabash RiverIGCCExisting | IGCC | 282 | 2424 | IGCC | MISO Central Region | Duke (Cinergy) | Existing | 1995-11-29 | 2099-01-01 | West Terre Haute | IN | Vigo
4477 | Wabash RiverOtherExisting | Other | 9 | 2424 | CT Oil | MISO Central Region | Duke (Cinergy) | Existing | 1967-05-01 | 2099-01-01 | West Terre Haute | IN | Vigo
4478 | WadsworthOtherExisting | Other | 6 | 77323 | CT Oil | MISO East Region | FirstEnergy Ohio | Existing | 1990-12-01 | 2099-01-01 | Wadsworth | OH | Medina
4479 | WagnerCoalExisting | Coal | 460.028 | 1329 | ST Coal | PJM | Baltimore Gas & Electric Co. | Existing | 1959-01-01 | 2099-01-01 | Baltimore | MD | Anne Arundel
4480 | WagnerCTExisting | CT | 131 | 1329 | ST Gas | PJM | Baltimore Gas & Electric Co. | Existing | 1956-02-01 | 2099-01-01 | Baltimore | MD | Anne Arundel
4481 | WagnerOtherExisting | Other | 432 | 1329 | ST Oil | PJM | Baltimore Gas & Electric Co. | Existing | 1972-08-01 | 2099-01-01 | Baltimore | MD | Anne Arundel
4482 | WahooCTExisting | CT | 13.95 | 77321 | CT Gas | MRO US | Nebraska Public Power District | Existing | 1947-06-01 | 2099-01-01 | Wahoo | NE | Saunders
4483 | Wakefield PlantCTCancelled | CT | 3.44 | 77315 | Inactive | MRO US | Nebraska Public Power District | Cancelled | 1955-01-01 | 2099-01-01 | Wakefield | NE | Dixon
4484 | WaldenHydroExisting | Hydro | 3.66 | 77314 | Hydro Run-of-River | NYISO | NYISO - Hudson Valley Zone (G) | Existing | 1983-12-01 | 2099-01-01 | Walden | NY | Orange
4485 | Wallace DamHydroExisting | Hydro | 327.82 | 77310 | Hydro Storage | SERC | Southern Company | Existing | 1980-04-01 | 2099-01-01 | Eatonton | GA | Hancock
4486 | WallenpaupackHydroExisting | Hydro | 44 | 77309 | Hydro Storage | PJM | PPL Electric Utilities Corp. | Existing | 1926-06-01 | 2099-01-01 | Not Given | PA | Pike
4487 | Wallingford Resource RecoveryOtherExisting | Other | 11 | 77308 | ST Oil | ISO New England | Northeast Utilities - SW Connecticut | Existing | 1989-10-01 | 2099-01-01 | Wallingford | CT | New Haven
4488 | WallingfordCTCancelled | CT | 44 | 2226 | Inactive | ISO New England | United Illuminating - SW Connecticut | Cancelled | 2002-02-20 | 2099-01-01 | Wallingford | CT | New Haven
4489 | WallingfordCTExisting | CT | 220 | 2226 | CT Gas | ISO New England | Northeast Utilities - Connecticut | Existing | 2002-01-15 | 2099-01-01 | Wallingford | CT | New Haven
4490 | Walnut GroveCTCancelled | CT | 4 | #N/A | Inactive | SERC | Duke Energy Corp. | Cancelled | 1994-01-01 | 2099-01-01 | Not Given | SC | Not Applicable
4491 | Walter B Hall Resource RecoveOtherExisting | Other | 16.5 | 77303 | ST Other | SPP | AEP West - SPP | Existing | 1986-10-01 | 2099-01-01 | Tulsa | OK | Tulsa
4492 | Walter Bouldin DamHydroExisting | Hydro | 228 | 72679 | Hydro Storage | SERC | Southern Company | Existing | 1967-08-01 | 2099-01-01 | Wetumpka | AL | Elmore
4493 | Walter F GeorgeHydroExisting | Hydro | 150 | 77302 | Hydro Storage | SERC | Southern Company | Existing | 1963-03-01 | 2099-01-01 | Fort Gaines | GA | Clay
4494 | WaltersHydroExisting | Hydro | 105 | 77301 | Hydro Storage | SERC | Progress Energy Carolina Inc. | Existing | 1930-07-01 | 2099-01-01 | Not Given | NC | Haywood
4495 | Waltham Power StationHydroExisting | Hydro | 9.08 | #N/A | Hydro Run-of-River | Eastern Canada | Hydro-Quebec | Existing | 1950-01-01 | 2099-01-01 | Waltham | PQ | Not Applicable
4496 | WamegoCTCancelled | CT | 12.21 | 77299 | Inactive | SPP | Westar Energy | Cancelled | 1956-01-01 | 2099-01-01 | Wamego | KS | Pottawatomie
4497 | Wansley (MEAG)CCExisting | CC | 503 | 77295 | Combined Cycle | SERC | Southern Company | Existing | 2004-06-01 | 2099-01-01 | Roopville | GA | Heard
4498 | WansleyCCExisting | CC | 1132 | 77296 | Combined Cycle | SERC | Southern Company | Existing | 2002-06-01 | 2099-01-01 | Roopville | GA | Heard
4499 | WansleyCoalExisting | Coal | 1745.557 | 1715 | ST Coal | SERC | Southern Company | Existing | 1976-12-24 | 2050-01-01 | Roopville | GA | Heard
4500 | WansleyOtherExisting | Other | 63.79 | 1715 | CT Oil | SERC | Southern Company | Existing | 1980-11-01 | 2050-01-01 | Roopville | GA | Heard
4501 | Wappinger Falls HydroHydroExisting | Hydro | 2.08 | 77293 | Hydro Run-of-River | NYISO | NYISO - Hudson Valley Zone (G) | Existing | 1988-12-01 | 2099-01-01 | Wappingers Falls | NY | Dutchess
4502 | Warbasse Cogen FacilityCCExisting | CC | 34.5 | 77292 | Combined Cycle | NYISO | NYISO - NY City (J) | Existing | 1994-12-01 | 2099-01-01 | Brooklyn | NY | Kings
4503 | Warbasse Cogen FacilityOtherExisting | Other | 3.3 | 77292 | CT Oil | NYISO | NYISO - NY City (J) | Existing | 1992-01-01 | 2099-01-01 | Brooklyn | NY | Kings
4504 | Ware Energy CorporationHydroCancelled | Hydro | 9.38 | 77291 | Inactive | ISO New England | Northeast Utilities - Connecticut | Cancelled | 1988-01-01 | 2099-01-01 | Ware | MA | Hampshire
4505 | Ware Shoals Hydroeclectric ProHydroCancelled | Hydro | 6.2 | 77290 | Inactive | SERC | Duke Energy Corp. | Cancelled | 1986-01-01 | 2099-01-01 | Ware Shoals | SC | Greenwood
4506 | Warner-Lambert Company - RockfordCTCancelled | CT | 4.75 | 77286 | Inactive | PJM | Commonwealth Edison Co. | Cancelled | 1997-01-01 | 2099-01-01 | Rockford | IL | Winnebago
4507 | Warren (RELIANT)CoalCancelled | Coal | 114.45 | 1536 | Retired | PJM | Pennsylvania Electric | Cancelled | 1948-09-01 | 2002-11-29 | Warren | PA | Warren
4508 | Warren (RELIANT)CTCancelled | CT | 79 | 1536 | Retired | PJM | Pennsylvania Electric | Cancelled | 1972-09-01 | 2004-10-01 | Warren | PA | Warren
4509 | Warren (WARREN)CTCancelled | CT | 1.77 | 77284 | Inactive | MISO West Region | Otter Tail Power Co. | Cancelled | 1935-01-01 | 2099-01-01 | Warren | MN | Marshall
4510 | Warren Beasley [Smyrna]CTExisting | CT | 50 | 588102 | CT Gas | PJM | Delmarva Power & Light Co. | Existing | 2002-02-28 | 2099-01-01 | Smyrna | DE | Kent
4511 | Warren Energy Resource CoOtherExisting | Other | 13 | 77283 | ST Other | PJM | Jersey Central Power & Light | Existing | 1988-09-01 | 2099-01-01 | Oxford | NJ | Warren
4512 | Warren Power Project (ENWHOP)CTExisting | CT | 300 | 77282 | CT Gas | Entergy | Eastern Entergy | Existing | 2001-08-13 | 2099-01-01 | Vicksburg | MS | Warren
4513 | Warrensburg HydroelectricHydroCancelled | Hydro | 2.9 | 77280 | Inactive | NYISO | NYISO - Capital Zone (F) | Cancelled | 1988-12-01 | 2099-01-01 | Warrensburg | NY | Warren
4514 | WarrickCoalExisting | Coal | 558 | 1779 | ST Coal | MISO Central Region | Vectren (SIGE) | Existing | 1960-04-01 | 2099-01-01 | Newburgh | IN | Warrick
4515 | Warrior Ridge HydroelectricHydroExisting | Hydro | 3 | 77277 | Hydro Storage | PJM | Pennsylvania Electric | Existing | 1985-12-01 | 2099-01-01 | Petersburg | PA | Huntingdon
4516 | Wartsila Power PlantCTCancelled | CT | 19.05 | #N/A | Inactive | SPP | Grand River Dam Authority | Cancelled | 2001-07-01 | 2099-01-01 | Paragould | AR | Greene
4517 | WarwickHydroExisting | Hydro | 14.1 | 77275 | Hydro Run-of-River | SERC | Southern Company | Existing | 1940-01-01 | 2099-01-01 | Warwick | GA | Worth
4518 | Washington (WMLP)CTCancelled | CT | 7.9 | 77273 | Inactive | SPP | Aquila MISSOURI | Cancelled | 1976-01-01 | 2099-01-01 | Washington | KS | Washington
4519 | Washington County Power PlantCTExisting | CT | 680 | 77270 | CT Gas | SERC | Southern Company | Existing | 2003-06-01 | 2099-01-01 | Sandersville | GA | Washington
4520 | Washington CountyCCExisting | CC | 109 | 76321 | Combined Cycle | SERC | Southern Company | Existing | 1998-12-01 | 2099-01-01 | Theodore | AL | Mobile
4521 | Washington Energy FacilityCCExisting | CC | 700 | 77269 | Combined Cycle | PJM | AEP Ohio | Existing | 2002-06-30 | 2099-01-01 | Waterford | OH | Washington
4522 | Washington IslandCTCancelled | CT | 5.07 | 77268 | Inactive | MISO West Region | We Energies | Cancelled | 1997-01-01 | 2099-01-01 | Washington Island | WI | Door
4523 | Washington Parish Energy CenterCCFuture | CC | 565 | 77266 | Combined Cycle | Entergy | Amite South - New Orleans | Future | 2007-06-01 | 2099-01-01 | Bogalusa | LA | Washington
4524 | Waste Energy Partners Limited PartnershipOtherExisting | Other | 1.2 | 77261 | ST Other | PJM | Baltimore Gas & Electric Co. | Existing | 1987-12-01 | 2099-01-01 | Joppa | MD | Harford
4525 | WataugaHydroExisting | Hydro | 67.5 | 77260 | Hydro Storage | TVA | Tennessee Valley Authority | Existing | 1949-08-01 | 2099-01-01 | Elizabethton | TN | Carter
4526 | Water Reclamation FacOtherExisting | Other | 1 | 617025 | CT Oil | Florida | Florida Municipal Power Agency | Existing | 1999-08-01 | 2099-01-01 | New Smyrna Beach | FL | Volusia
4527 | Waterbury 22HydroCancelled | Hydro | 5 | 77257 | Inactive | ISO New England | Green Mountain Power Corp. | Cancelled | 1953-06-01 | 2099-01-01 | Waterbury | VT | Washington
4528 | Wateree (DUPC)HydroExisting | Hydro | 78.99 | 77256 | Hydro Storage | SERC | Duke Energy Corp. | Existing | 1919-10-01 | 2099-01-01 | Not Given | SC | Kershaw
4529 | Wateree (SOCG)CoalExisting | Coal | 720 | 1568 | ST Coal | SERC | South Carolina Electric & Gas Co. | Existing | 1970-09-01 | 2099-01-01 | Eastover | SC | Richland
4530 | Waterford (ELA)NuclearExisting | Nuclear | 1115.7 | 77255 | Nuclear | Entergy | Amite South - New Orleans | Existing | 1985-09-01 | 2030-01-01 | Not Given | LA | St. Charles
4531 | Waterford (psegp)CCCancelled | CC | 566 | 76420 | Cancelled | MISO East Region | FirstEnergy Ohio | Cancelled | 2003-08-01 | 2099-01-01 | Waterford | OH | Washington
4532 | Waterford (psegp)CCExisting | CC | 850 | 76420 | Combined Cycle | PJM | AEP Appalachian | Existing | 2003-08-01 | 2099-01-01 | Waterford | OH | Washington
4533 | Waterford EnergyCTCancelled | CT | 530 | 587971 | Cancelled | NYISO | NYISO - Capital Zone (F) | Cancelled | 2004-01-01 | 2099-01-01 | Waterford | NY | Saratoga
4534 | Waterford STCTExisting | CT | 822 | 1822 | ST Gas | Entergy | Amite South - New Orleans | Existing | 1975-06-01 | 2099-01-01 | Taft | LA | St. Charles
4535 | Waterloo (MIDAM)CTCancelled | CT | 20 | 77252 | Inactive | MRO US | MidAmerican Energy Co. | Cancelled | 2000-12-01 | 2099-01-01 | Waterloo | IA | Black Hawk
4536 | Waterloo (NYSEG)HydroCancelled | Hydro | 1.5 | 77253 | Inactive | NYISO | NYISO - Central Zone (C) | Cancelled | 1915-08-01 | 2099-01-01 | Fayette | NY | Seneca
4537 | Waterloo (SASK)HydroCancelled | Hydro | 8.1 | 608592 | Inactive | MRO Canada - SaskPower | SaskPower | Cancelled | 1961-01-01 | 2099-01-01 | Uranium City | SK | Not Applicable
4538 | Waterloo (WL&P)CTCancelled | CT | 10.1 | 77254 | Inactive | MISO Central Region | AmerenCIPS | Cancelled | 1946-01-01 | 2099-01-01 | Waterloo | IL | Monroe
4539 | Waterloo (WL&P)CTExisting | CT | 22 | 77254 | CT Gas | MISO Central Region | AmerenCIPS | Existing | 1963-05-01 | 2099-01-01 | Waterloo | IL | Monroe
4540 | WaterlooCoalFuture | Coal | 750 | 608592 | ST Coal | MRO US | MidAmerican Energy Co. | Future | 2011-12-31 | 2099-12-01 | Waterloo | IA | Black Hawk
4541 | WaterportHydroCancelled | Hydro | 4.23 | 77250 | Inactive | NYISO | NYISO - Mohawk Valley Zone (E) | Cancelled | 1941-01-01 | 2099-01-01 | Medina | NY | Orleans
4542 | Waters RiverCTExisting | CT | 65.9 | 77249 | CT Gas | ISO New England | Massachusetts Municipal Wholesale - NEMA | Existing | 1971-12-01 | 2099-01-01 | Peabody | MA | Essex
4543 | Waterside (CONED)CTCancelled | CT | 94 | 1452 | Retired | NYISO | NYISO - NY City (J) | Cancelled | 1949-06-01 | 2005-07-01 | New York | NY | New York
4544 | Waterside (CONED)OtherCancelled | Other | 69 | 1452 | Retired | NYISO | NYISO - NY City (J) | Cancelled | 1992-11-01 | 2005-07-01 | New York | NY | New York
4545 | Waterside (LG&E)CTCancelled | CT | 26 | 77248 | Retired | TVA | E.ON U.S. (LG&E) | Cancelled | 1964-06-01 | 2099-01-01 | Louisville | KY | Jefferson
4546 | Waterside PowerOtherExisting | Other | 69.6 | 613354 | CT Oil | ISO New England | Northeast Utilities - Norwalk Stamford | Existing | 2002-06-01 | 2099-01-01 | Stamford | CT | Fairfield
4547 | Watertown City ofHydroCancelled | Hydro | 5.4 | 73688 | Inactive | NYISO | NYISO - Mohawk Valley Zone (E) | Cancelled | 1924-01-01 | 2099-01-01 | Watertown | NY | Jefferson
4548 | Watertown PlantHydroCancelled | Hydro | 9.2 | #N/A | Inactive | NYISO | NYISO - Mohawk Valley Zone (E) | Cancelled | 1986-01-01 | 2099-01-01 | Watertown | NY | Jefferson
4549 | WatertownOtherExisting | Other | 65 | 77247 | CT Oil | MRO US | WAPA Billings East (UM-East) NEBRASKA & IOWA | Existing | 1979-01-01 | 2099-01-01 | Watertown | SD | Codington
4550 | WatervilleCCCancelled | CC | 46 | 588247 | Cancelled | MISO West Region | Northern States Power Co. | Cancelled | 2004-04-01 | 2099-01-01 | Waterville | MN | Waseca
4551 | Watts Bar HyHydroExisting | Hydro | 175 | 77244 | Hydro Storage | TVA | Tennessee Valley Authority | Existing | 1942-07-01 | 2099-01-01 | Watts Bar Dam | TN | Rhea
4552 | Watts Bar NuclearNuclearExisting | Nuclear | 1158 | 77243 | Nuclear | TVA | Tennessee Valley Authority | Existing | 1996-05-01 | 2035-11-09 | Spring Creek | TN | Rhea
4553 | Watts Bar NuclearNuclearPlanned | Nuclear | 1180 | 77243 | Nuclear | TVA | Tennessee Valley Authority | Planned | 2013-10-01 | 2050-05-01 | Spring Creek | TN | Rhea
4554 | Watts BarCoalCancelled | Coal | 168 | 1580 | Retired | TVA | Tennessee Valley Authority | Cancelled | 1942-02-01 | 2001-01-01 | Spring Creek | TN | Rhea
4555 | Waukegan (EXEGEN)CCCancelled | CC | 850 | #N/A | Indefinitely Postponed | PJM | Commonwealth Edison Co. | Cancelled | 2050-01-01 | 2099-01-01 | Waukegan | IL | Lake
4556 | Waukegan (MIDGEN)CoalExisting | Coal | 789 | 2395 | ST Coal | PJM | Commonwealth Edison Co. | Existing | 1952-01-01 | 2099-01-01 | Waukegan | IL | Lake
4557 | Waukegan (MIDGEN)OtherExisting | Other | 143.7 | 2395 | CT Oil | PJM | Commonwealth Edison Co. | Existing | 1968-06-01 | 2099-01-01 | Waukegan | IL | Lake
4558 | Waukegan Generating FacilityCTCancelled | CT | 2.94 | #N/A | Retired | PJM | Commonwealth Edison Co. | Cancelled | 1997-12-01 | 2001-01-01 | Zion | IL | Lake
4559 | WausauHydroExisting | Hydro | 4 | 77237 | Hydro Run-of-River | MISO West Region | Wisconsin Public Service Corp. | Existing | 1924-01-01 | 2099-01-01 | Wausau | WI | Marathon
4560 | WawaitinHydroExisting | Hydro | 10.4 | #N/A | Hydro Storage | IESO | IESO (Ontario) | Existing | 1912-01-01 | 2099-01-01 | Not Given | ON | Not Applicable
4561 | Wawatay-Black RiverHydroExisting | Hydro | 13.5 | 609400 | Hydro Run-of-River | IESO | IESO (Ontario) | Existing | 1992-01-01 | 2099-01-01 | Not Given | ON | Not Applicable
4562 | Wawayanda Energy CenterCCCancelled | CC | 720 | 588310 | Indefinitely Postponed | NYISO | NYISO - Hudson Valley Zone (G) | Cancelled | 2050-01-01 | 2099-01-01 | Middletown | NY | Orange
4563 | WayHydroExisting | Hydro | 1.8 | 77234 | Hydro Run-of-River | MISO West Region | We Energies | Existing | 1949-12-01 | 2099-01-01 | Crystal Falls | MI | Iron
4564 | Waymart Wind FarmWindExisting | Wind | 64.5 | 588013 | Wind | PJM | PPL Electric Utilities Corp. | Existing | 2003-10-01 | 2099-12-01 | Not Given | PA | Wayne
4565 | Wayne (RELIANT)CTCancelled | CT | 76 | 1537 | Retired | PJM | Pennsylvania Electric | Cancelled | 1972-08-01 | 2004-05-01 | Meadville | PA | Venango
4566 | Wayne (WAYN)CTCancelled | CT | 13.44 | 77233 | Inactive | MRO US | Nebraska Public Power District | Cancelled | 1946-01-01 | 2099-01-01 | Wayne | NE | Wayne
4567 | Wayne County (CP&L)CTExisting | CT | 746 | 1802 | CT Gas | SERC | Progress Energy Carolina Inc. | Existing | 2000-06-02 | 2099-01-01 | Goldsboro | NC | Wayne
4568 | Wayne County AirportCTCancelled | CT | 17.1 | 608010 | Inactive | MISO East Region | Detroit Edison Co. | Cancelled | 2002-02-24 | 2099-01-01 | Not Given | MI | Wayne
4569 | WeadockCoalExisting | Coal | 310 | 1354 | ST Coal | MISO East Region | Consumers Energy Co. | Existing | 1955-05-01 | 2099-01-01 | Essexville | MI | Bay
4570 | WeadockCTExisting | CT | 17 | 1354 | CT Gas | MISO East Region | Consumers Energy Co. | Existing | 1968-05-01 | 2050-01-01 | Essexville | MI | Bay
4571 | Weatherford Wind Energy CenterWindExisting | Wind | 40.5 | 613370 | Wind | SPP | AEP West - SPP | Existing | 2005-12-29 | 2099-12-01 | Weatherford | OK | Custer
4572 | Weatherford Wind FarmWindExisting | Wind | 106.5 | 613370 | Wind | SPP | AEP West - SPP | Existing | 2005-04-01 | 2099-01-01 |  | OK | Custer
4573 | WeatherspoonCoalExisting | Coal | 177 | 1479 | ST Coal | SERC | Progress Energy Carolina Inc. | Existing | 1949-09-01 | 2099-01-01 | Lumberton | NC | Robeson
4574 | WeatherspoonOtherExisting | Other | 168 | 1479 | CT Oil | SERC | Progress Energy Carolina Inc. | Existing | 1970-05-01 | 2099-01-01 | Lumberton | NC | Robeson
4575 | Webb ForgingCTCancelled | CT | 6 | #N/A | Inactive | SERC | Duke Energy Corp. | Cancelled | 1995-07-01 | 2099-01-01 | Not Given | SC | Not Applicable
4576 | WebberHydroExisting | Hydro | 3 | 77230 | Hydro Run-of-River | MISO East Region | Consumers Energy Co. | Existing | 1907-01-01 | 2099-01-01 | Vestaburg | MI | Ionia
4577 | Webbers FallsHydroExisting | Hydro | 60 | 77229 | Hydro Run-of-River | SPP | Southwestern Power Administration | Existing | 1973-08-01 | 2099-01-01 | Webbers Falls | OK | Muskogee
4578 | Webster (NWPS)CTCancelled | CT | 2.68 | 77227 | Inactive | MRO US | WAPA Billings East (UM-East) DAKOTAS | Cancelled | 1932-01-01 | 2099-01-01 | Webster | SD | Day
4579 | Webster CityOtherExisting | Other | 25.5 | 77226 | CT Oil | MRO US | MidAmerican Energy Co. | Existing | 1972-04-01 | 2099-01-01 | Webster City | IA | Hamilton
4580 | Webster Lake Project No 4754CTCancelled | CT | 2.25 | #N/A | Retired | SERC | Southern Company | Cancelled | 1987-01-01 | 2002-01-01 | Cleveland | GA | White
4581 | Weiss DamHydroExisting | Hydro | 74.01 | 72692 | Hydro Storage | SERC | Southern Company | Existing | 1961-06-01 | 2099-01-01 | Leesburg | AL | Cherokee
4582 | WeleetkaCTExisting | CT | 186 | 77222 | CT Gas | SPP | AEP West - SPP | Existing | 1975-07-01 | 2099-01-01 | Not Given | OK | Okfuskee
4583 | WeleetkaOtherExisting | Other | 4 | 77222 | CT Oil | SPP | AEP West - SPP | Existing | 1963-10-01 | 2050-01-01 | Not Given | OK | Okfuskee
4584 | Wellington (AMP)OtherExisting | Other | 1 | 77220 | CT Oil | MISO East Region | FirstEnergy Ohio | Existing | 1998-02-01 | 2099-01-01 | Not Given | OH | Not Applicable
4585 | Wellington (SASK)HydroCancelled | Hydro | 4.8 | 608594 | Inactive | MRO Canada - SaskPower | SaskPower | Cancelled | 1939-01-01 | 2099-01-01 | Uranium City | SK | Not Applicable
4586 | Wellington CityCTExisting | CT | 21 | 77219 | CT Gas | SPP | Westar Energy | Existing | 1993-01-01 | 2099-01-01 | Not Given | KS | Sumner
4587 | Wellington MunicipalCTCancelled | CT | 1 | 77218 | Inactive | SPP | Westar Energy | Cancelled | 1956-01-01 | 2099-01-01 | Wellington | KS | Sumner
4588 | Wellington MunicipalCTExisting | CT | 19.5 | 77218 | ST Gas | SPP | Westar Energy | Existing | 1972-01-01 | 2099-01-01 | Wellington | KS | Sumner
4589 | Wells (WWPU)OtherExisting | Other | 7 | 77215 | CT Oil | MISO West Region | Southern Minnesota Municipal Power Agency | Existing | 1950-01-01 | 2099-01-01 | Wells | MN | Faribault
4590 | Wells Manufacturing Co.-DuCTCancelled | CT | 6.3 | 77213 | Inactive | PJM | Commonwealth Edison Co. | Cancelled | 1992-04-01 | 2099-01-01 | Woodstock | IL | Mchenry
4591 | WellsHydroExisting | Hydro | 239 | #N/A | Hydro Storage | IESO | IESO (Ontario) | Existing | 1970-11-01 | 2099-01-01 | Thessalon | ON | Not Applicable
4592 | Welsh (SWEP)CoalExisting | Coal | 1584 | 1743 | ST Coal | SPP | AEP West - SPP | Existing | 1977-03-01 | 2050-01-01 | Cason | TX | Titus
4593 | Wentworth InstituteCTCancelled | CT | 1.2 | #N/A | Inactive | ISO New England | NSTAR Boston | Cancelled | 1989-01-01 | 2099-01-01 | Boston | MA | Suffolk
4594 | WEP Small HydrosHydroCancelled | Hydro | 1.88 | #N/A | Inactive | MISO West Region | We Energies | Cancelled | 1923-10-01 | 2099-01-01 | Not Given | MI
4595 | WernerOtherExisting | Other | 292 | 1425 | CT Oil | PJM | Jersey Central Power & Light | Existing | 1972-03-01 | 2099-01-01 | South Amboy | NJ | Middlesex
4596 | West 14th St.CTExisting | CT | 11.41 | 77208 | CT Gas | SPP | Westar Energy | Existing | 1962-01-01 | 2099-01-01 | Winfield | KS | Cowley
4597 | West 41st StreetCTCancelled | CT | 36 | 77207 | Inactive | MISO East Region | FirstEnergy Ohio | Cancelled | 1970-03-01 | 2099-01-01 | Cleveland | OH | Cuyahoga
4598 | West BabylonOtherExisting | Other | 62 | 77206 | CT Oil | NYISO | NYISO - Long Island (K) | Existing | 1971-08-01 | 2099-01-01 | Not Given | NY | Suffolk
4599 | West Bend (WBMPP)CTCancelled | CT | 4 | 77205 | Inactive | MISO West Region | Alliant West | Cancelled | 1959-01-01 | 2099-01-01 | West Bend | IA | Palo Alto
4600 | West BuxtonHydroExisting | Hydro | 7.3 | 77204 | Hydro Run-of-River | ISO New England | Central Maine Power Co. | Existing | 1927-01-01 | 2099-01-01 | West Buxton | ME | York
4601 | West Campus Cogeneration FacilityCCExisting | CC | 130.2 | 587800 | Combined Cycle | MISO West Region | Madison Gas & Electric Co. | Existing | 2005-04-26 | 2050-01-01 | Madison | WI | Dane
4602 | West CharlestonCTCancelled | CT | 1.5 | 77202 | Inactive | ISO New England | National Grid - WCMA | Cancelled | 1956-07-01 | 2099-01-01 | Not Given | VT | Orleans
4603 | West CharlestonHydroCancelled | Hydro | 1.3 | 77202 | Inactive | ISO New England | National Grid - WCMA | Cancelled | 1931-07-01 | 2099-01-01 | Not Given | VT | Orleans
4604 | West County Energy CenterCCPlanned | CC | 2200 | 732898 | Combined Cycle | Florida | Florida Power & Light Co. | Planned | 2009-01-01 | 2099-12-01 | Not Given | FL | Palm Beach
4605 | West CoxsackieOtherExisting | Other | 24.38 | 77201 | CT Oil | NYISO | NYISO - Hudson Valley Zone (G) | Existing | 1969-12-01 | 2099-01-01 | Coxsackie | NY | Greene
4606 | West Danville 15HydroExisting | Hydro | 1.1 | 77200 | Hydro Run-of-River | ISO New England | Green Mountain Power Corp. | Existing | 1917-01-01 | 2099-01-01 | Not Given | VT | Caledonia
4607 | West Delaware Tunnel PlantHydroExisting | Hydro | 7.5 | 77199 | Hydro Run-of-River | NYISO | NYISO - Hudson Valley Zone (G) | Existing | 1988-12-27 | 2099-01-01 | Grahamsville | NY | Sullivan
4608 | West End Dam Hydroelectric ProHydroCancelled | Hydro | 4.5 | 77195 | Inactive | NYISO | NYISO - Mohawk Valley Zone (E) | Cancelled | 1985-10-01 | 2099-01-01 | Carthage | NY | Jefferson
4609 | West Enfield Hydroelectric FacilityHydroExisting | Hydro | 17.84 | 77194 | Hydro Run-of-River | ISO New England | Bangor Hydro-Electric Co. | Existing | 1988-04-01 | 2099-01-01 | Enfield | ME | Penobscot
4610 | West FaribaultCTExisting | CT | 40.4 | 77193 | CT Gas | MISO West Region | Northern States Power Co. | Existing | 1965-06-01 | 2099-01-01 | Faribault | MN | Rice
4611 | West ForkCTExisting | CT | 480 | 2177 | CT Gas | MISO Central Region | Duke (Cinergy) | Existing | 2000-07-01 | 2099-01-01 | Wheatland | IN | Knox
4612 | West Gardner [Johnson County]CTExisting | CT | 336 | 77191 | CT Gas | SPP | Kansas City Power & Light Co. | Existing | 2003-06-01 | 2099-01-01 | Not Given | KS | Johnson
4613 | West Georgia Generating FacilityCTExisting | CT | 680 | 2194 | CT Gas | SERC | Southern Company | Existing | 2000-06-07 | 2099-01-01 | Thomaston | GA | Upson
4614 | West Group Data CenterCTCancelled | CT | 5 | 77190 | Inactive | MISO West Region | Great River Energy | Cancelled | 1990-07-01 | 2099-01-01 | St. Paul | MN | Dakota
4615 | West Group Generator BuildingCTCancelled | CT | 14 | 77189 | Inactive | MISO West Region | Great River Energy | Cancelled | 1999-04-01 | 2099-01-01 | St. Paul | MN | Dakota
4616 | West LibertyOtherExisting | Other | 12.91 | 77188 | CT Oil | MISO Central Region | AmerenCIPS | Existing | 1974-10-01 | 2099-01-01 | West Liberty | IA | Muscatine
4617 | West LorainCTExisting | CT | 425 | 77187 | CT Gas | MISO East Region | FirstEnergy Ohio | Existing | 2001-06-05 | 2099-01-01 | Lorain | OH | Lorain
4618 | West LorainOtherExisting | Other | 120 | 77187 | CT Oil | MISO East Region | FirstEnergy Ohio | Existing | 1973-06-01 | 2099-01-01 | Lorain | OH | Lorain
4619 | West Marinette (Mge)CTExisting | CT | 88 | 77186 | CT Gas | MISO West Region | Madison Gas & Electric Co. | Existing | 2000-06-01 | 2099-01-01 | Marinette | WI | Marinette
4620 | West MarinetteCTExisting | CT | 157 | 77185 | CT Gas | MISO West Region | Wisconsin Public Service Corp. | Existing | 1971-01-01 | 2099-01-01 | Not Given | WI | Marinette
4621 | West MedwayOtherExisting | Other | 179.44 | 1341 | CT Oil | ISO New England | National Grid - SEMA | Existing | 1970-07-01 | 2099-01-01 | Medway | MA | Norfolk
4622 | West Point (USCEMD)HydroExisting | Hydro | 85 | 77180 | Hydro Storage | SERC | Southern Company | Existing | 1975-04-01 | 2099-01-01 | West Point | GA | Troup
4623 | West Point MunicipalCTExisting | CT | 7.44 | 77177 | CT Gas | MRO US | Nebraska Public Power District | Existing | 1947-05-01 | 2099-01-01 | West Point | NE | Cuming
4624 | West ShoreOtherExisting | Other | 36 | 77174 | CT Oil | PJM | PPL Electric Utilities Corp. | Existing | 1969-08-01 | 2099-01-01 | Not Given | PA | Cumberland
4625 | West Springfield (Wmec)HydroCancelled | Hydro | 1.4 | #N/A | Inactive | ISO New England | Northeast Utilities - Connecticut | Cancelled | 1930-01-01 | 2099-01-01 | Not Given | MA | Hampden
4626 | West SpringfieldCTExisting | CT | 90 | 1348 | CT Gas | ISO New England | Northeast Utilities - WCMA | Existing | 2002-06-07 | 2099-01-01 | West Springfield | MA | Hampden
4627 | West SpringfieldOtherExisting | Other | 126 | 1348 | CT Oil | ISO New England | Northeast Utilities - WCMA | Existing | 1968-01-01 | 2099-01-01 | West Springfield | MA | Hampden
4628 | West StationOtherExisting | Other | 32 | 77170 | CT Oil | PJM | Atlantic City Electric Co. | Existing | 1972-06-01 | 2099-01-01 | Not Given | NJ | Cumberland
4629 | West SubstationOtherExisting | Other | 19 | 77169 | CT Oil | PJM | Delmarva Power & Light Co. | Existing | 1964-06-01 | 2099-01-01 | Wilmington | DE | New Castle
4630 | West Terre HauteCCCancelled | CC | 100 | #N/A | Indefinitely Postponed | MISO Central Region | Duke (Cinergy) | Cancelled | 2050-01-01 | 2099-12-01 | Terre Haute | IN | Vigo
4631 | West TisburyOtherExisting | Other | 5.5 | 77165 | CT Oil | ISO New England | NSTAR Commonwealth | Existing | 1975-01-01 | 2099-01-01 | West Tisbury | MA | Dukes
4632 | West Windsor Cogeneration FacilityCCExisting | CC | 118 | 609461 | Combined Cycle | IESO | IESO (Ontario) | Existing | 1995-10-30 | 2099-01-01 | Windsor | ON | Not Applicable
4633 | Westar Coal PlantCoalFuture | Coal | 800 | #N/A | ST Coal | SPP | Westar Energy | Future | 2013-01-01 | 2099-12-01 | Fort Scott | KS | Bourbon
4634 | Westar Wind TurbinesWindCancelled | Wind | 1.5 | 922579 | Inactive | SPP | Westar Energy | Cancelled | 1999-06-01 | 2099-01-01 | Saint Marys | KS | Pottawatomie
4635 | Westbrook Power PlantCCExisting | CC | 517.5 | 2201 | Combined Cycle | ISO New England | Central Maine Power Co. | Existing | 2001-01-01 | 2099-01-01 | Westbrook | ME | Cumberland
4636 | WestbrookCTCancelled | CT | 1.2 | 77162 | Inactive | MISO West Region | Alliant West | Cancelled | 1940-01-01 | 2099-01-01 | Westbrook | MN | Cottonwood
4637 | Westchester RescoCoalExisting | Coal | 53 | 77161 | ST Coal | NYISO | NYISO - Millwood Zone (H) | Existing | 1984-10-01 | 2099-01-01 | Peekskill | NY | Westchester
4638 | Western North CarolinaCCPlanned | CC | 282 | 1483 | Combined Cycle | SERC | Progress Energy Carolina Inc. | Planned | 2009-12-31 | 2099-12-01 | Not Given | NC | Not Applicable
4639 | Weston (FPL)HydroExisting | Hydro | 13.2 | #N/A | Hydro Run-of-River | ISO New England | Central Maine Power Co. | Existing | 1921-01-01 | 2099-01-01 | Skowhegan | ME | Somerset
4640 | Weston (WPS)CoalExisting | Coal | 833 | 1681 | ST Coal | MISO West Region | Wisconsin Public Service Corp. | Existing | 1954-11-01 | 2099-01-01 | Rothschild | WI | Marathon
4641 | Weston (WPS)CTExisting | CT | 70 | 1681 | CT Gas | MISO West Region | Wisconsin Public Service Corp. | Existing | 1969-03-01 | 2099-01-01 | Rothschild | WI | Marathon
4642 | WestportCTExisting | CT | 132 | 1333 | CT Gas | PJM | Baltimore Gas & Electric Co. | Existing | 1969-02-01 | 2099-01-01 | Baltimore | MD | Baltimore City
4643 | Westroads Shopping CenterCTCancelled | CT | 4.65 | 77153 | Inactive | MRO US | Omaha Public Power District | Cancelled | 1977-01-01 | 2099-01-01 | Omaha | NE | Douglas
4644 | Westwood Generating StationCoalExisting | Coal | 34 | 77148 | ST Coal | PJM | PPL Electric Utilities Corp. | Existing | 1988-01-01 | 2099-01-01 | Tremont | PA | Schuylkill
4645 | WeybridgeHydroCancelled | Hydro | 3.35 | 77145 | Inactive | ISO New England | Central Vermont Public Service Corp. | Cancelled | 1951-02-01 | 2099-01-01 | Not Given | VT | Addison
4646 | WeymontachieOtherExisting | Other | 2.9 | #N/A | CT Oil | Eastern Canada | Hydro-Quebec | Existing | 1987-01-01 | 2099-01-01 | Not Given | PQ | Not Applicable
4647 | WeymouthHydroExisting | Hydro | 19.2 | 609337 | Hydro Run-of-River | Eastern Canada | Nova Scotia Power Corp. | Existing | 1961-01-01 | 2099-01-01 | Not Given | NS | Not Applicable
4648 | WheatonOtherExisting | Other | 450.84 | 77142 | CT Oil | MISO West Region | Northern States Power Co. | Existing | 1973-05-01 | 2099-01-01 | Eau Claire | WI | Eau Claire
4649 | Wheelabrator Falls TownshipOtherExisting | Other | 53.35 | 74320 | ST Other | PJM | Public Service Electric & Gas Co. | Existing | 1994-05-01 | 2099-01-01 | Morrisville | PA | Bucks
4650 | Wheelabrator Frackville EnergyCoalExisting | Coal | 48.03 | 77141 | ST Coal | PJM | PPL Electric Utilities Corp. | Existing | 1988-09-01 | 2099-01-01 | Frackville | PA | Schuylkill
4651 | Wheelabrator Gloucester CompanOtherExisting | Other | 14.05 | 74629 | ST Oil | PJM | Public Service Electric & Gas Co. | Existing | 1990-01-01 | 2099-01-01 | Westville | NJ | Gloucester
4652 | Wheelabrator North BrowardCTExisting | CT | 67.61 | 76212 | ST Gas | Florida | Florida Power & Light Co. | Existing | 1991-06-01 | 2099-01-01 | Pompano Beach | FL | Broward
4653 | Wheelabrator South BrowardCTExisting | CT | 66.09 | 77968 | ST Gas | Florida | Florida Power & Light Co. | Existing | 1988-12-01 | 2099-01-01 | Fort Lauderdale | FL | Broward
4654 | Wheeler (HYQU)OtherExisting | Other | 30 | #N/A | ST Other | Eastern Canada | Hydro-Quebec | Existing | 1996-06-01 | 2099-01-01 | Not Given | PQ | Not Applicable
4655 | Wheeler (TVA)HydroExisting | Hydro | 385.3 | 77140 | Hydro Storage | TVA | Tennessee Valley Authority | Existing | 1962-12-01 | 2099-01-01 | Town Creek | AL | Lawrence
4656 | WheelerCTCancelled | CT | 2.4 | #N/A | Retired | MISO East Region | Northern Indiana Public Service Co. | Cancelled | 1997-01-01 | 2002-01-01 | Hobart | IN | Not Applicable
4657 | Whelan Energy Center 2CoalFuture | Coal | 200 | 2252 | ST Coal | MRO US | Nebraska Public Power District | Future | 2012-05-01 | 2099-01-01 | Hastings | NE | Adams
4658 | Whelan Energy CenterCoalExisting | Coal | 72 | 2252 | ST Coal | MRO US | Nebraska Public Power District | Existing | 1981-07-01 | 2099-01-01 | Hastings | NE | Adams
4659 | Whitby CogenerationCTExisting | CT | 50 | 613834 | CT Gas | IESO | IESO (Ontario) | Existing | 1998-09-01 | 2099-01-01 | Whitby | ON | Not Applicable
4660 | White BluffCoalExisting | Coal | 1659 | 1700 | ST Coal | Entergy | Entergy North | Existing | 1980-08-01 | 2050-01-01 | Redfield | AR | Jefferson
4661 | White CountyCoalFuture | Coal | 270 | #N/A | Inactive | MISO Central Region | AmerenCIPS | Future | 2009-07-01 | 2099-12-01 | Carmi | IL | White
4662 | White LakeOtherExisting | Other | 22.15 | 77135 | CT Oil | ISO New England | Northeast Utilities - New Hampshire | Existing | 1968-07-01 | 2099-01-01 | Tamworth | NH | Carroll
4663 | White Oak Energy CenterCTCancelled | CT | 624 | 77132 | Cancelled | PJM | Dominion | Cancelled | 2004-04-01 | 2099-01-01 | Not Given | VA | Pittsylvania
4664 | White RapidsHydroExisting | Hydro | 8 | 77130 | Hydro Run-of-River | MISO West Region | We Energies | Existing | 1927-10-01 | 2099-01-01 | Stephenson | MI | Menominee
4665 | White RiverCTCancelled | CT | 7.5 | 919470 | Inactive | IESO | IESO (Ontario) | Cancelled | 1988-01-01 | 2099-01-01 | White River | ON | Not Applicable
4666 | White Rock (NS)HydroExisting | Hydro | 2.9 | 609349 | Hydro Run-of-River | Eastern Canada | Nova Scotia Power Corp. | Existing | 1952-01-01 | 2099-01-01 | Not Given | NS | Not Applicable
4667 | White Wind FarmWindPlanned | Wind | 100 | 732887 | Wind | MISO West Region | Northern States Power Co. | Planned | 2007-11-01 | 2099-12-01 | White | SD | Brookings
4668 | Whitedog FallsHydroExisting | Hydro | 80 | 609004 | Hydro Storage | IESO | IESO (Ontario) | Existing | 1958-02-17 | 2099-01-01 | Kenora | ON | Not Applicable
4669 | Whitewater Cogeneration FacilityCCExisting | CC | 257 | 2093 | Combined Cycle | MISO West Region | We Energies | Existing | 1998-06-01 | 2099-01-01 | Whitewater | WI | Walworth
4670 | WhitewaterCoalExisting | Coal | 99.82 | 2427 | ST Coal | PJM | AEP I&M | Existing | 1955-03-01 | 2099-01-01 | Richmond | IN | Wayne
4671 | Whiting (CEC)CoalExisting | Coal | 328 | 1355 | ST Coal | MISO East Region | Consumers Energy Co. | Existing | 1952-07-01 | 2099-01-01 | Luna Pier | MI | Monroe
4672 | Whiting (CEC)OtherExisting | Other | 17 | 1355 | CT Oil | MISO East Region | Consumers Energy Co. | Existing | 1968-05-01 | 2050-01-01 | Luna Pier | MI | Monroe
4673 | Whiting RefineryCCExisting | CC | 525 | 2193 | Combined Cycle | MISO East Region | Northern Indiana Public Service Co. | Existing | 2002-04-11 | 2099-01-01 | Whiting | IN | Lake
4674 | WhittemoreOtherExisting | Other | 0.99 | 77116 | CT Oil | MISO Central Region | AmerenCIPS | Existing | 1946-01-01 | 2099-01-01 | Whittemore | IA | Kossuth
4675 | Wiccacon (NUC)CTCancelled | CT | 5 | #N/A | Inactive | PJM | Dominion | Cancelled | 1994-12-01 | 2099-01-01 | Cofield | NC | Hertford
4676 | Wichita PlantCTExisting | CT | 32.7 | 77113 | CT Gas | SPP | Westar Energy | Existing | 1982-08-01 | 2099-01-01 | Wichita | KS | Sedgwick
4677 | WichitaCTCancelled | CT | 3 | 77115 | Inactive | SPP | Westar Energy | Cancelled | 1969-08-01 | 2099-01-01 | Wichita | KS | Sedgwick
4678 | Widows CreekCoalExisting | Coal | 1629 | 2247 | ST Coal | TVA | Tennessee Valley Authority | Existing | 1952-07-01 | 2099-01-01 | Stevenson | AL | Jackson
4679 | Wilber - WILBCTCancelled | CT | 3.18 | 77111 | Inactive | MRO US | Nebraska Public Power District | Cancelled | 1996-09-01 | 2099-01-01 | Wilber | NE | Saline
4680 | WilburHydroExisting | Hydro | 12 | 77110 | Hydro Storage | TVA | Tennessee Valley Authority | Existing | 1950-07-01 | 2099-01-01 | Elizabethton | TN | Carter
4681 | Wilder NHHydroExisting | Hydro | 42.46 | #N/A | Hydro Storage | ISO New England | National Grid - New Hampshire | Existing | 1950-11-01 | 2099-01-01 | Not Given | NH | Grafton
4682 | Wilder VTHydroExisting | Hydro | 16.2 | 77107 | Hydro Run-of-River | ISO New England | Central Vermont Public Service Corp. | Existing | 1950-11-01 | 2099-01-01 | Wilder | VT | Windsor
4683 | Wildorado Wind FarmWindExisting | Wind | 160 | 676876 | Wind | SPP | Southwestern Public Service Co. | Existing | 2007-04-01 | 2099-12-01 | Not Given | TX | Not Applicable
4684 | WilkesCTExisting | CT | 880 | 1607 | ST Gas | SPP | AEP West - SPP | Existing | 1964-05-01 | 2099-01-01 | Avinger | TX | Marion
4685 | Wilkins StationOtherExisting | Other | 5 | 77104 | CT Oil | ISO New England | Massachusetts Municipal Wholesale - WCMA | Existing | 1975-11-01 | 2099-01-01 | Marblehead | MA | Essex
4686 | WilkinsCCExisting | CC | 37 | 77105 | Combined Cycle | Entergy | Eastern Entergy | Existing | 1996-04-01 | 2099-01-01 | Clarksdale | MS | Coahoma
4687 | WilkinsCTCancelled | CT | 15 | #N/A | Inactive | Entergy | Entergy North | Cancelled | 1965-10-01 | 2099-01-01 | Clarksdale | MS | Coahoma
4688 | WilkinsCTExisting | CT | 8.5 | 77105 | ST Gas | Entergy | Eastern Entergy | Existing | 1961-01-01 | 2099-01-01 | Clarksdale | MS | Coahoma
4689 | Will CountyCoalExisting | Coal | 1092 | 2396 | ST Coal | PJM | Commonwealth Edison Co. | Existing | 1955-07-01 | 2099-01-01 | Romeoville | IL | Will
4690 | William F. Matson Generating StationHydroExisting | Hydro | 21 | 77054 | Hydro Run-of-River | PJM | Pennsylvania Electric | Existing | 1988-06-30 | 2099-01-01 | Huntingdon | PA | Huntingdon
4691 | William States LeeNuclearPlanned | Nuclear | 2180 | #N/A | Nuclear | SERC | Duke Energy Corp. | Planned | 2016-12-01 | 2099-01-01 |  | SC | Cherokee
4692 | WilliamsHydroExisting | Hydro | 14.9 | 77100 | Hydro Run-of-River | ISO New England | Central Maine Power Co. | Existing | 1939-01-01 | 2099-01-01 | Solon | ME | Somerset
4693 | WilliamsportOtherExisting | Other | 36 | 77095 | CT Oil | PJM | PPL Electric Utilities Corp. | Existing | 1967-08-01 | 2099-01-01 | Not Given | PA | Lycoming
4694 | Williams-STCoalExisting | Coal | 615 | 1569 | ST Coal | SERC | South Carolina Electric & Gas Co. | Existing | 1973-07-01 | 2099-01-01 | Goose Creek | SC | Berkeley
4695 | Williams-STOtherExisting | Other | 58 | 1569 | CT Oil | SERC | South Carolina Electric & Gas Co. | Existing | 1972-06-01 | 2099-01-01 | Goose Creek | SC | Berkeley
4696 | WillimanticHydroCancelled | Hydro | 1.6 | #N/A | Inactive | ISO New England | Northeast Utilities - Connecticut | Cancelled | 1990-01-01 | 2099-01-01 | Willimantic | CT | Windham
4697 | WillistonCTExisting | CT | 11 | 77094 | CT Gas | MISO West Region | Montana Dakota Utilities Co. | Existing | 1953-11-01 | 2099-01-01 | Williston | ND | Williams
4698 | WillmarCoalExisting | Coal | 42 | 77093 | ST Coal | MISO West Region | Great River Energy | Existing | 1949-10-01 | 2099-01-01 | Willmar | MN | Kandiyohi
4699 | WillmarthCTExisting | CT | 18.9 | 77092 | ST Gas | MISO West Region | Northern States Power Co. | Existing | 1948-10-01 | 2099-01-01 | Mankato | MN | Blue Earth
4700 | Willow GlenCTExisting | CT | 1890 | 1309 | ST Gas | Entergy | Entergy South | Existing | 1960-03-01 | 2099-01-01 | Saint Gabriel | LA | Iberville
4701 | Willow IslandCoalExisting | Coal | 239.052 | 1667 | ST Coal | PJM | Allegheny Energy, Inc. | Existing | 1949-02-01 | 2099-01-01 | Willow Island | WV | Pleasants
4702 | WilmingtonCCExisting | CC | 513 | 1786 | Combined Cycle | PJM | Delmarva Power & Light Co. | Existing | 2002-05-17 | 2099-01-01 | Wilmington | DE | New Castle
4703 | WilmingtonCTCancelled | CT | 334 | 1786 | Retired | PJM | Delmarva Power & Light Co. | Cancelled | 2001-06-01 | 2002-06-01 | Wilmington | DE | New Castle
4704 | Wilmont HillsWindCancelled | Wind | 1 | 77090 | Inactive | MISO West Region | Alliant West | Cancelled | 2002-02-01 | 2099-01-01 | Wilmont | MN | Nobles
4705 | WilmontOtherExisting | Other | 14 | 77089 | CT Oil | MISO East Region | Detroit Edison Co. | Existing | 1968-12-01 | 2099-01-01 | Kingston | MI | Tuscola
4706 | Wilson (GPCO)CTCancelled | CT | 2.5 | 1769 | Inactive | SERC | Southern Company | Cancelled | 1972-12-01 | 2013-12-01 | Not Given | GA | Burke
4707 | Wilson (GPCO)OtherExisting | Other | 390.9 | 1769 | CT Oil | SERC | Southern Company | Existing | 1972-12-01 | 2050-01-01 | Not Given | GA | Burke
4708 | Wilson (TEVA)HydroExisting | Hydro | 639 | 77088 | Hydro Storage | TVA | Tennessee Valley Authority | Existing | 1961-12-01 | 2099-01-01 | Sheffield | AL | Colbert
4709 | Wilson (WKEC)CoalExisting | Coal | 435 | 1783 | ST Coal | TVA | Big Rivers Electric Corp. | Existing | 1986-11-01 | 2099-01-01 | Centertown | KY | Ohio
4710 | Wilton (WILTO)CTCancelled | CT | 5.1 | 77084 | Inactive | MISO West Region | Alliant West | Cancelled | 1992-01-01 | 2099-01-01 | Wilton | IA | Muscatine
4711 | Wilton Wind Energy CenterWindExisting | Wind | 49.5 | 811322 | Wind | MRO US | WAPA Billings East (UM-East) NEBRASKA & IOWA | Existing | 2005-12-31 | 2099-12-01 | Not Given | ND | Burleigh
4712 | WindomOtherExisting | Other | 8 | 77079 | CT Oil | MISO West Region | Alliant West | Existing | 1980-06-01 | 2099-01-01 | Windom | MN | Cottonwood
4713 | Windsor-EssexCCExisting | CC | 70 | 609459 | Combined Cycle | IESO | IESO (Ontario) | Existing | 1996-12-01 | 2099-01-01 | Windsor | ON | Not Applicable
4714 | WinfieldHydroExisting | Hydro | 18.99 | 77077 | Hydro Run-of-River | PJM | AEP Appalachian | Existing | 1938-01-01 | 2099-01-01 | Winfield | WV | Kanawha
4715 | Winnebago County Landfill Gas (Snell Road)CTCancelled | CT | 5.3 | 77076 | Inactive | MISO West Region | Wisconsin Public Service Corp. | Cancelled | 1989-01-01 | 2099-01-01 | Oshkosh | WI | Winnebago
4716 | Winnebago County Landfill Gas (Sunnyview)CTExisting | CT | 2 | 77076 | CT Gas | MISO West Region | Wisconsin Public Service Corp. | Existing | 1989-05-01 | 2099-01-01 | Oshkosh | WI | Winnebago
4717 | WinnetkaCTCancelled | CT | 27.32 | 77072 | Inactive | PJM | Commonwealth Edison Co. | Cancelled | 1979-01-01 | 2099-01-01 | Winnetka | IL | Cook
4718 | Winooski One Power StationHydroCancelled | Hydro | 7.3 | 73594 | Inactive | ISO New England | Green Mountain Power Corp. | Cancelled | 1993-04-01 | 2099-01-01 | Winooski | VT | Chittenden
4719 | Winslow MaineHydroCancelled | Hydro | 4.03 | #N/A | Inactive | ISO New England | Central Maine Power Co. | Cancelled | 1916-01-01 | 2099-01-01 | Winslow | ME | Kennebec
4720 | Winslow MaineOtherExisting | Other | 23.06 | #N/A | ST Other | ISO New England | Central Maine Power Co. | Existing | 1989-06-01 | 2099-01-01 | Winslow | ME | Kennebec
4721 | Winsor Dam Power StationHydroExisting | Hydro | 1.24 | 77069 | Hydro Run-of-River | ISO New England | Massachusetts Municipal Wholesale - WCMA | Existing | 1950-09-01 | 2099-01-01 | Ware | MA | Hampshire
4722 | WinstonOtherExisting | Other | 50 | #N/A | CT Oil | Florida | Lakeland Electric | Existing | 2001-12-01 | 2099-01-01 | Lakeland | FL | Polk
4723 | Winston-SalemCCCancelled | CC | 810 | #N/A | Cancelled | SERC | Duke Energy Corp. | Cancelled | 2007-01-01 | 2099-01-01 | Winston-Salem | NC | Forsyth
4724 | Winter HavenCCCancelled | CC | 600 | 587556 | Indefinitely Postponed | Florida | Progress Energy Florida Inc. | Cancelled | 2050-01-01 | 2099-01-01 | Winter Haven | FL | Polk
4725 | Winter Spawn LLCWindCancelled | Wind | 1.9 | 77065 | Inactive | MISO West Region | Northern States Power Co. | Cancelled | 2001-08-21 | 2099-01-01 | Hendricks | MN | Lincoln
4726 | WintersetCTCancelled | CT | 7.8 | 77064 | Inactive | MISO West Region | Alliant West | Cancelled | 1956-01-01 | 2099-01-01 | Winterset | IA | Madison
4727 | WintonHydroExisting | Hydro | 4 | 77063 | Hydro Run-of-River | MISO West Region | Minnesota Power, Inc. | Existing | 1923-08-01 | 2099-01-01 | Winton | MN | St. Louis
4728 | WinyahCoalExisting | Coal | 1155 | 1765 | ST Coal | SERC | Santee Cooper | Existing | 1975-03-01 | 2099-01-01 | Georgetown | SC | Georgetown
4729 | Wisconsin Coal (Alliant)CoalCancelled | Coal | 500 | #N/A | Cancelled | MISO West Region | Alliant East | Cancelled | 2006-06-01 | 2099-01-01 | Not Given | WI | Not Applicable
4730 | Wisconsin Natural Gas 1 (Alliant)CTCancelled | CT | 100 | #N/A | Cancelled | MISO West Region | Alliant East | Cancelled | 2050-01-01 | 2099-01-01 | Not Given | WI | Not Applicable
4731 | Wisconsin Natural Gas 2 (Alliant)CTCancelled | CT | 200 | #N/A | Cancelled | MISO West Region | Alliant East | Cancelled | 2050-01-01 | 2099-01-01 | Not Given | WI | Not Applicable
4732 | Wisconsin Rapids DivisionHydroCancelled | Hydro | 9.31 | 77062 | Inactive | MISO West Region | Wisconsin Public Service Corp. | Cancelled | 1995-01-01 | 2099-01-01 | Wisconsin Rapids | WI | Wood
4733 | Wisconsin Rapids Pulp MillCTCancelled | CT | 71.7 | 1902 | Inactive | MISO West Region | Wisconsin Public Service Corp. | Cancelled | 1951-12-01 | 2099-01-01 | Mosinee | WI | Marathon
4734 | Wisconsin River DivHydroCancelled | Hydro | 5.49 | 77060 | Inactive | MISO West Region | Wisconsin Public Service Corp. | Cancelled | 1995-01-01 | 2099-01-01 | Not Given | WI | Portage
4735 | Wiscoy 170HydroCancelled | Hydro | 1.08 | 77059 | Inactive | NYISO | NYISO - Genesee Zone (B) | Cancelled | 1922-07-01 | 2099-01-01 | Rochester | NY | Allegany
4736 | WisnerCTCancelled | CT | 1.91 | 77056 | Inactive | MRO US | Nebraska Public Power District | Cancelled | 1947-01-01 | 2099-01-01 | Wisner | NE | Cuming
4737 | WissotaHydroExisting | Hydro | 37.35 | 77055 | Hydro Storage | MISO West Region | Northern States Power Co. | Existing | 1917-01-01 | 2099-01-01 | Chippewa Falls | WI | Chippewa
4738 | Wolf Creek (USCEND)HydroExisting | Hydro | 312 | 77051 | Hydro Storage | TVA | Tennessee Valley Authority | Existing | 1952-08-01 | 2099-01-01 | Not Given | KY | Russell
4739 | Wolf Creek (WOLFCR)NuclearCancelled | Nuclear | 1165 | 77052 | Inactive | SPP | Westar Energy | Cancelled | 1985-09-01 | 2000-03-01 | Burlington | KS | Coffey
4740 | Wolf Creek (WOLFCR)NuclearExisting | Nuclear | 1165 | 77052 | Nuclear | SPP | Westar Energy | Existing | 1985-09-01 | 2030-01-01 | Burlington | KS | Coffey
4741 | Wolf HillsCTExisting | CT | 250 | 2198 | CT Gas | PJM | AEP Appalachian | Existing | 2001-07-02 | 2099-01-01 | Bristol | VA | Washington
4742 | Wolfe Island (CREC)WindPlanned | Wind | 197.8 | 588101 | Wind | IESO | IESO (Ontario) | Planned | 2008-10-01 | 2099-12-01 | Not Given | ON | Not Applicable
4743 | Wood CountyCTExisting | CT | 600 | 77559 | CT Gas | MISO East Region | FirstEnergy Ohio | Existing | 2002-06-14 | 2099-01-01 | Troy | OH | Wood
4744 | Wood River (DMG)CoalExisting | Coal | 473.232 | 2405 | ST Coal | MISO Central Region | AmerenIP | Existing | 1954-06-01 | 2099-01-01 | East Alton | IL | Madison
4745 | Wood River (DMG)CTExisting | CT | 138 | 2405 | ST Gas | MISO Central Region | AmerenIP | Existing | 1949-11-01 | 2099-01-01 | East Alton | IL | Madison
4746 | Woodlake Sanitary Services Inc.CTCancelled | CT | 4.92 | 77046 | Inactive | MISO West Region | Northern States Power Co. | Cancelled | 1994-05-01 | 2099-01-01 | Eden Prairie | MN | Hennepin
4747 | Woodland Landfill Gas RecoveryCTCancelled | CT | 1.6 | 77042 | Inactive | PJM | Commonwealth Edison Co. | Cancelled | 1992-05-01 | 2099-01-01 | South Elgin | IL | Kane
4748 | Woodland Pulp & PaperHydroExisting | Hydro | 18.84 | 77044 | Hydro Run-of-River | ISO New England | Bangor Hydro-Electric Co. | Existing | 1929-06-01 | 2099-01-01 | Baileyville | ME | Washington
4749 | Woodland Pulp & PaperOtherExisting | Other | 48.4 | 77044 | ST Other | ISO New England | Bangor Hydro-Electric Co. | Existing | 1966-01-01 | 2099-01-01 | Baileyville | ME | Washington
4750 | Woodland RoadOtherExisting | Other | 20.4 | 77041 | CT Oil | ISO New England | Northeast Utilities - WCMA | Existing | 1969-01-01 | 2099-01-01 | Lee | MA | Berkshire
4751 | WoodsdaleCTExisting | CT | 564 | 77039 | CT Gas | MISO Central Region | Duke (Cinergy) | Existing | 1993-06-01 | 2099-01-01 | Trenton | OH | Butler
4752 | Woodstock Wind PlantWindExisting | Wind | 10.3 | 77038 | Wind | MISO West Region | Northern States Power Co. | Existing | 1999-03-01 | 2099-01-01 | Woodstock | MN | Pipestone
4753 | Woodward-GTCTExisting | CT | 9 | 77034 | CT Gas | SPP | Oklahoma Gas & Electric Co. | Existing | 1963-06-01 | 2099-01-01 | Woodward | OK | Woodward
4754 | Worcester Energy Co. IncoOtherExisting | Other | 25.85 | 77030 | ST Oil | ISO New England | Bangor Hydro-Electric Co. | Existing | 1989-03-01 | 2099-01-01 | Cherryfield | ME | Washington
4755 | Woronoco PlantHydroCancelled | Hydro | 1.8 | 77029 | Inactive | ISO New England | Massachusetts Municipal Wholesale - NEMA | Cancelled | 1904-01-01 | 2099-01-01 | Woronoco | MA | Hampden
4756 | Woronoco PlantOtherCancelled | Other | 2 | 77029 | Inactive | ISO New England | Massachusetts Municipal Wholesale - NEMA | Cancelled | 1959-01-01 | 2099-01-01 | Woronoco | MA | Hampden
4757 | Worthington PlantCTExisting | CT | 172 | 2144 | CT Gas | MISO Central Region | Hoosier Energy Rural Electric Coop, Inc. | Existing | 2000-06-01 | 2099-01-01 | Worthington | IN | Greene
4758 | Worumbo Hydro StationHydroExisting | Hydro | 19.06 | 77027 | Hydro Run-of-River | ISO New England | Central Maine Power Co. | Existing | 1989-02-01 | 2099-01-01 | Lisbon Falls | ME | Androscoggin
4759 | WPL Small HydrosHydroExisting | Hydro | 2.4 | #N/A | Hydro Run-of-River | MISO West Region | Alliant East | Existing | 1928-01-01 | 2099-01-01 | Shawano | WI
4760 | WPP 3 Richmond PlantCTCancelled | CT | 3 | #N/A | Inactive | PJM | Dominion | Cancelled | 1991-07-01 | 2099-01-01 | Richmond | VA | Wythe
4761 | WPPI Small HydrosHydroExisting | Hydro | 7.3 | #N/A | Hydro (existing) | MISO West Region | Wisconsin Public Power, Inc. System | Existing | 1947-01-01 | 2099-01-01 | Black River Falls | WI
4762 | WPS Small HydrosHydroCancelled | Hydro | 1.42 | #N/A | Inactive | MISO West Region | Wisconsin Public Service Corp. | Cancelled | 1924-01-01 | 2099-01-01 | Peshtigo | WI
4763 | WPSC Small HydrosHydroExisting | Hydro | 15 | #N/A | Hydro Run-of-River | MISO East Region | Consumers Energy Co. | Existing | 1986-01-01 | 2099-01-01 | Beaverton | MI
4764 | WR ClaytonCTCancelled | CT | 468 | 77338 | Cancelled | SERC | Southern Company | Cancelled | 2003-12-01 | 2099-01-01 | Monroe | GA | Walton
4765 | Wreck CoveHydroExisting | Hydro | 226.5 | 609282 | Hydro Storage | Eastern Canada | Nova Scotia Power Corp. | Existing | 1978-01-01 | 2099-01-01 | Not Given | NS | Not Applicable
4766 | Wright (FRE)CoalExisting | Coal | 120 | 1406 | ST Coal | MRO US | Omaha Public Power District | Existing | 1957-08-01 | 2099-01-01 | Fremont | NE | Dodge
4767 | Wright (GRUT)CTCancelled | CT | 23.2 | 77024 | Inactive | Entergy | Entergy North | Cancelled | 1936-01-01 | 2099-01-01 | Greenwood | MS | Leflore
4768 | Wrightsville Power FacilityCCExisting | CC | 576 | 2174 | Combined Cycle | Entergy | Entergy North | Existing | 2002-06-30 | 2099-01-01 | Wrightsville | AR | Pulaski
4769 | Wuskwatim [Burntwood]HydroPlanned | Hydro | 200 | #N/A | Hydro Storage | MRO Canada - Manitoba | Manitoba Hydro | Planned | 2010-01-01 | 2099-01-01 | Not Given | MB | Not Applicable
4770 | Wyandotte (WYAN)CoalExisting | Coal | 70 | 1371 | ST Coal | MISO East Region | Detroit Edison Co. | Existing | 1986-07-01 | 2099-01-01 | Wyandotte | MI | Wayne
4771 | Wyandotte (WYAN)OtherExisting | Other | 6 | 1371 | CT Oil | MISO East Region | Detroit Edison Co. | Existing | 1958-01-01 | 2099-01-01 | Wyandotte | MI | Wayne
4772 | WylieHydroExisting | Hydro | 67 | 77019 | Hydro Storage | SERC | Duke Energy Corp. | Existing | 1925-08-01 | 2099-01-01 | Fort Mill | SC | York
4773 | Wyre Wynd HydroHydroCancelled | Hydro | 2.7 | 616998 | Inactive | ISO New England | Northeast Utilities - Connecticut | Cancelled | 1988-01-01 | 2099-01-01 | Griswold | CT | New London
4774 | Yankee StreetCTExisting | CT | 138 | 77010 | CT Gas | PJM | Dayton Power & Light Co. | Existing | 1969-07-01 | 2099-01-01 | Not Given | OH | Montgomery
4775 | Yankton NewCTExisting | CT | 11.42 | 77009 | CT Gas | MRO US | WAPA Billings East (UM-East) DAKOTAS | Existing | 1975-03-01 | 2099-01-01 | Yankton | SD | Yankton
4776 | Yankton NewOtherExisting | Other | 2 | 77009 | CT Oil | MRO US | WAPA Billings East (UM-East) DAKOTAS | Existing | 1963-08-01 | 2099-01-01 | Yankton | SD | Yankton
4777 | Yards CreekHydroExisting | Hydro | 400 | 77007 | Pumped Storage Hydro | PJM | Jersey Central Power & Light | Existing | 1965-11-01 | 2099-01-01 | Not Given | NJ | Warren
4778 | Yates DamHydroExisting | Hydro | 47 | 72693 | Hydro Storage | SERC | Southern Company | Existing | 1928-07-01 | 2099-01-01 | Tallassee | AL | Elmore
4779 | YatesCoalExisting | Coal | 1313.5 | 2376 | ST Coal | SERC | Southern Company | Existing | 1950-09-12 | 2050-01-01 | Newnan | GA | Coweta
4780 | YazooCTExisting | CT | 35.1 | 77005 | CT Gas | Entergy | Eastern Entergy | Existing | 1968-01-01 | 2099-01-01 | Yazoo City | MS | Yazoo
4781 | YonahHydroExisting | Hydro | 28.59 | 76999 | Hydro Run-of-River | SERC | Southern Company | Existing | 1925-10-01 | 2099-01-01 | Clarkesville | GA | Stephens
4782 | York (CIV)CCCancelled | CC | 1100 | 76997 | Indefinitely Postponed | PJM | PECO Energy Co. | Cancelled | 2050-01-01 | 2099-01-01 | Peach Bottom | PA | York
4783 | York County Resource RecoveryCoalExisting | Coal | 28 | 76996 | ST Coal | PJM | Metropolitan Edison | Existing | 1989-11-01 | 2099-01-01 | York | PA | York
4784 | York HavenHydroExisting | Hydro | 19 | 76995 | Hydro Run-of-River | PJM | Metropolitan Edison | Existing | 1905-12-01 | 2099-01-01 | York Haven | PA | York
4785 | York HydroHydroCancelled | Hydro | 1 | #N/A | Inactive | ISO New England | Central Maine Power Co. | Cancelled | 1988-01-01 | 2099-01-01 | York | ME | York
4786 | YorktownCoalExisting | Coal | 335 | 1656 | ST Coal | PJM | Dominion | Existing | 1957-07-01 | 2099-01-01 | Yorktown | VA | York
4787 | YorktownOtherExisting | Other | 820 | 1656 | ST Oil | PJM | Dominion | Existing | 1974-12-01 | 2099-01-01 | Yorktown | VA | York
4788 | Yough Hydro Power (YOUGHIOGHENY)HydroExisting | Hydro | 12.2 | 76993 | Hydro Run-of-River | PJM | Pennsylvania Electric | Existing | 1989-12-01 | 2099-01-01 | Confluence | PA | Somerset
4789 | YoungCoalCancelled | Coal | 455 | 1488 | Inactive | MISO West Region | Otter Tail Power Co. | Cancelled | 1977-05-06 | 2000-01-01 | Center | ND | Oliver
4790 | YoungCoalExisting | Coal | 705 | 1488 | ST Coal | MISO West Region | Otter Tail Power Co. | Existing | 1970-11-20 | 2099-01-01 | Center | ND | Oliver
4791 | YpsilantiCCCancelled | CC | 560 | #N/A | Indefinitely Postponed | MISO East Region | Detroit Edison Co. | Cancelled | 2050-01-01 | 2099-01-01 | Ypsilanti | MI | Washtenaw
4792 | Zeeland (MIR)CCExisting | CC | 550 | 2119 | Combined Cycle | MISO East Region | Consumers Energy Co. | Existing | 2002-08-12 | 2099-01-01 | Zeeland | MI | Ottawa
4793 | Zeeland (MIR)CTExisting | CT | 362 | 2119 | CT Gas | MISO East Region | Consumers Energy Co. | Existing | 2001-06-01 | 2099-01-01 | Zeeland | MI | Ottawa
4794 | Zeeland (ZBPW)CTCancelled | CT | 24 | 76988 | Inactive | MISO East Region | Consumers Energy Co. | Cancelled | 1957-01-01 | 2099-01-01 | Zeeland | MI | Ottawa
4795 | ZilwaukeeCTCancelled | CT | 67 | #N/A | Inactive | MISO East Region | Consumers Energy Co. | Cancelled | 2000-05-17 | 2099-01-01 | Zilwaukee | MI | Saginaw
4796 | Zion Energy CenterCTExisting | CT | 450 | 2217 | CT Gas | PJM | Commonwealth Edison Co. | Existing | 2002-06-25 | 2099-01-01 | Zion | IL | Lake
4797 | ZornCTExisting | CT | 16 | 76986 | CT Gas | TVA | E.ON U.S. (LG&E) | Existing | 1969-05-01 | 2099-01-01 | Louisville | KY | Jefferson
4798 | FermiNuclearPlanned | Nuclear | 1563 | 74349 | Nuclear | MISO East Region | Detroit Edison Co. | Planned | 2017-03-31 | 2030-01-01 | Newport | MI | Monroe

## MISO Q id
MISO Q ID | Signed IA | Suspened | Control Area | MISO Zone | County | State | County FIPS | Fuel | Pmax (by Cty) | In Service Date | Cordinated
MQ1 | n | n | MEC | E | Adair | IA | 19001 | Wind | 300 | 2009-10-01 | Coordinated**
MQ2 | n | n | AMMO | C | Adair | MO | 29001 | Wind | 300 | 2007-10-01 | n
MQ3 | n | n | AMRN | C | Adams | IL | 17001 | Wind | 288 | 2010-12-01 | n
MQ4 | n | n | AEP | C | Adams | IN | 18001 | Wind | 130 | 2008-10-01 | Coordinated**
MQ5 | n | n | WAUE |  | Adams | ND | 38001 | Wind | 48 | 2009-12-31 | Coordinated**
MQ6 | n | n | MDU | W | Adams | ND | 38001 | Wind | 700 | 2008-11-01 | n
MQ7 | n | n | AEP | C | Adams | OH | 39001 | Coal | 20 | 2007-10-01 | Coordinated**
MQ8 | y | n | AEP | C | Adams | OH | 39001 | Coal | 20 | 2006-10-01 | Coordinated**
MQ9 | n | n |  |  | Allamakee | IA | 19005 | Wind | 200 | 2011-10-01 | n
MQ10 | y | n | MECS | E | Allegan | MI | 26005 | CC | 1140 | 2004-01-01 | n
MQ11 | n | n | AEP | C | Allen | IN | 18003 | Wind | 850 | 2009-04-01 | Coordinated**
MQ12 | n | n | AEP | C | Allen | OH | 39003 | Coal | 600 | 2008-10-01 | Coordinated**
MQ13 | y | n | FE | E | Ashtabula | OH | 39007 | Not Known | 10 | 2002-03-31 | n
MQ14 | n | n | MEC | E | Atchison | MO | 29005 | Wind | 500 | 2008-12-31 | Coordinated**
MQ15 | n | n | AMMO | C | Audrain | MO | 29007 | CT | 62.2 |  | n
MQ16 | n | n |  |  | Audrain | MO | 29007 | Not Known | 640 |  | n
MQ17 | y | n | ATC | W | Baraga | MI | 26013 | CT | 18 | 2009-01-01 | n
MQ18 | n | n |  |  | Barnes | ND | 38003 | Wind | 199.5 | 2010-12-01 | n
MQ19 | n | n | MECS-CONS | E | Bay | MI | 26017 | Coal | 863 | 2015-03-01 | n
MQ20 | y | n |  | E | Beaver | PA | 42007 | Coal | 150 | 2005-12-01 | n
MQ21 | n | y | FE | E | Beaver | PA | 42007 | Not Known | 180 | 2003-06-01 | n
MQ22 | y | n | OTP | W | Beltrami | MN | 27007 | CT | 50 | 2003-05-01 | n
MQ23 | n | n | AEP | C | Benton | IN | 18007 | Wind | 750 | 2008-10-01 | Coordinated**
MQ24 | n | n | NIPSCO | E | Benton | IN | 18007 | Wind | 1051 | 2007-10-01 | n
MQ25 | n | y | NIPSCO | E | Benton | IN | 18007 | Wind | 120 | 2007-10-01 | n
MQ26 | y | n | NIPSCO | E | Benton | IN | 18007 | Wind | 100 | 2007-12-01 | n
MQ27 | n | n |  |  | Benton | MN | 27009 | Wind | 3000 | 2011-12-01 | n
MQ28 | n | n | AEP | C | Berrien | MI | 26021 | CT | 1030 | 2007-05-01 | Coordinated**
MQ29 | n | n | AEP | C | Berrien | MI | 26021 | Nuclear | 84 | 2006-10-01 | Coordinated**
MQ30 | n | n | WAUW |  | Big Horn | MT | 30003 | Not Known | 109 |  | Coordinated**
MQ31 | n | n | OTP | W | Big Stone | MN | 27011 | Wind | 571.4 | 2007-11-01 | n
MQ32 | n | n | MEC | E | Black hawk | IA | 19013 | Coal | 750 | 2011-01-06 | Coordinated**
MQ33 | n | n | ALTW | W | Black Hawk | IA | 19013 | Coal | 750 | 2009-12-01 | n
MQ34 | y | n | NSP | W | Blue Earth | MN | 27013 | CC | 667 | 2007-05-01 | n
MQ35 | n | n | NSP | W | Blue Earth | MN | 27013 | Wind | 1.65 | 2004-06-01 | Coordinated**
MQ36 | n | n | ALTW | W | Blue Earth | MN | 27013 | Wind | 125.5 | 2008-12-01 | n
MQ37 | n | n |  |  | Boone | IA | 19015 | Wind | 100 | 2009-06-01 | n
MQ38 | n | n | CE | E | Boone | IL | 17007 | Other | 9 | 2007-10-01 | Coordinated**
MQ39 | y | n | CE | E | Boone | IL | 17007 | Wind | 25 | 2006-10-01 | Coordinated**
MQ40 | y | n | EKPC |  | Boone | KY | 21015 | Not Known | 5 | 2003-04-01 | Coordinated**
MQ41 | n | n | WAPA (MDU) | W | Bowman | ND | 38011 | Coal | 500 | 2010-02-13 | n
MQ42 | n | y | MDU | W | Bowman | ND | 38011 | Not Known | 500 | 2006-06-01 | n
MQ43 | n | n |  |  | Bowman | ND | 38011 | Wind | 200 | 2009-09-30 | n
MQ44 | y | y | MDU | W | Bowman | ND | 38011 | Wind | 19 | 2008-06-01 | n
MQ45 | y | n | EKPC |  | Boyd | KY | 21019 | Not Known | 1.6 | 2003-04-01 | Coordinated**
MQ46 | n | n | WAUE |  | Brookings | SD | 46011 | CT | 240 | 2009-06-01 | Coordinated**
MQ47 | n | n |  |  | Brookings | SD | 46011 | CT | 600 | 2009-06-01 | n
MQ48 | n | n | WAUE |  | Brookings | SD | 46011 | Not Known | 11 | 2007-10-01 | Coordinated**
MQ49 | n | n | WAUE |  | Brookings | SD | 46011 | Other | 8 |  | Coordinated**
MQ50 | n | n | WAUE |  | Brookings | SD | 46011 | Wind | 370 | 2008-11-01 | Coordinated**
MQ51 | n | n | NSP | W | Brookings | SD | 46011 | Wind | 496.8 | 2008-10-01 | n
MQ52 | y | n | NSP | W | Brookings | SD | 46011 | Wind | 100 | 2007-11-01 | n
MQ53 | n | n | NSP | W | Brown | MN | 27015 | Wind | 63 | 2007-11-01 | n
MQ54 | n | n | WAUE |  | Brown | SD | 46013 | CT | 120 | 2008-06-01 | Coordinated**
MQ55 | y | n | WAUE |  | Brown | SD | 46013 | CT | 120 | 2006-09-01 | Coordinated**
MQ56 | y | n | WAUE |  | Brown | SD | 46013 | Other | 8 | 2006-06-01 | Coordinated**
MQ57 | n | y |  | W | Brown | WI | 55009 | CT | 550 | 2011-06-01 | n
MQ58 | y | n | ATC | W | Brown | WI | 55009 | CT | 85 | 2003-06-01 | n
MQ59 | y | y | ATC | W | Brown | WI | 55009 | Not Known | 255 | 2004-01-01 | Coordinated**
MQ60 | y | n | ATC | W | Brown | WI | 55009 | Other | 10 | 2003-03-31 | n
MQ61 | n | n | WEC or WPS | W | Brown | WI | 55009 | Wind | 150 | 2009-12-01 | n
MQ62 | n | y | ATC | W | Brown | WI | 55009 | Wind | 50 | 2006-12-01 | n
MQ63 | y | n | WAUE |  | Brule | SD | 46015 | Not Known | 4 |  | Coordinated**
MQ64 | y | n | MEC | E | Buena Vista | IA | 19021 | Wind | 160 | 2004-12-01 | Coordinated**
MQ65 | y | n | WAUE |  | Buffalo | SD | 46017 | Not Known | 40 |  | Coordinated**
MQ66 | n | n | WAUE |  | Buffalo | SD | 46017 | Wind | 1500 | 2009-10-01 | Coordinated**
MQ67 | n | n | CE | E | Bureau | IL | 17011 | Wind | 946 | 2006-10-01 | Coordinated**
MQ68 | n | n | WAUE |  | Burleigh | ND | 38015 | Wind | 50 | 2007-06-01 | Coordinated**
MQ69 | y | n | WAUE |  | Burleigh | ND | 38015 | Wind | 50 | 2005-10-01 | Coordinated**
MQ70 | n | n | OTP | W | Burleigh | ND | 38015 | Wind | 3000 | 2013-10-01 | n
MQ71 | n | n |  |  | Butler | OH | 39017 | Coal | 24.9 | 2008-01-06 | n
MQ72 | n | n | AMMO | C | Callaway | MO | 29027 | Nuclear | 1543 | 2017-12-31 | n
MQ73 | y | n | AMRN | C | Callaway | MO | 29027 | Nuclear | 56 | 2005-11-01 | n
MQ74 | n | n | ATC | W | Calumet | WI | 55015 | Wind | 197 | 2007-12-31 | n
MQ75 | n | n | WAUE |  | Campbell | SD | 46021 | Coal | 1400 | 2012-06-01 | Coordinated**
MQ76 | y | n | GRE | W | Carlton | MN | 27017 | Other | 8 | 2004-09-01 | Coordinated**
MQ77 | n | n |  |  | Carroll | IA | 19027 | Wind | 290 | 2010-12-31 | Coordinated**
MQ78 | y | n | MEC | E | Carroll | IA | 19027 | Wind | 100 | 2006-12-31 | Coordinated**
MQ79 | y | n | NSP | W | Carver | MN | 27019 | CT | 180 | 2005-06-01 | Coordinated**
MQ80 | y | n | WAUE |  | Cass | IA | 19029 | CT | 140 |  | Coordinated**
MQ81 | y | n | ALTW | W | Cass | IA | 19029 | Other | 2 | 2003-05-02 | n
MQ82 | y | n | CIN | C | Cass | IN | 18017 | CT | 4 | 2003-09-01 | n
MQ83 | y | n | OTP | W | Cass | ND | 38017 | Not Known | 2 | 2001-10-01 | n
MQ84 | n | n | OTP | W | Cass | ND | 38017 | Wind | 880 | 2008-05-01 | n
MQ85 | n | n | OTP | W | Cavalier | ND | 38019 | Wind | 160 | 2007-12-01 | Coordinated**
MQ86 | n | n | OTP | W | Cavalier | ND | 38019 | Wind | 159.1 | 2007-10-01 | n
MQ87 | y | n | ALTW | W | Cerro Gordo | IA | 19033 | CC | 600 | 2004-06-01 | n
MQ88 | y | n | ALTW | W | Cerro Gordo | IA | 19033 | Wind | 8 | 2003-10-01 | n
MQ89 | n | n | DPL |  | Champaign | OH | 39021 | Wind | 928 | 2010-10-01 | Coordinated**
MQ90 | n | n | DPC | W | Chickasaw | IA | 19037 | Coal | 600 | 2012-06-01 | Coordinated**
MQ91 | n | n | NSP | W | Chippewa | WI | 55017 | Other | 40 | 2009-07-01 | n
MQ92 | n | y | NSP | W | Chisago | MN | 27025 | Not Known | 660 | 1905-06-27 | n
MQ93 | n | n | CE | E | Christian | IL | 17021 | Coal | 765 | 2010-10-01 | Coordinated**
MQ94 | n | n | AMIL | C | Christian | IL | 17021 | Coal | 765 | 2010-12-31 | n
MQ95 | n | n | EKPC |  | Clark | KY | 21049 | Not Known | 1448 | 2005-03-31 | Coordinated**
MQ96 | n | y | EKPC |  | Clark | KY | 21049 | Not Known | 570 | 2004-03-31 | Coordinated**
MQ97 | y | n | EKPC |  | Clark | KY | 21049 | Not Known | 200 | 2004-12-01 | Coordinated**
MQ98 | y | n | WAUE |  | Clark | SD | 46025 | Other | 7.5 |  | Coordinated**
MQ99 | y | n | WAUE |  | Clay | IA | 19041 | CT | 40 |  | Coordinated**
MQ100 | y | y | WAUE | W | Clay | IA | 19041 | Other | 5.4 | 2050-01-01 | Coordinated**
MQ101 | n | n | MEC | E | Clay | IA | 19041 | Wind | 100 | 2008-06-01 | Coordinated**
MQ102 | y | n | NSP | W | Clay | MN | 27027 | Not Known | 2 | ??? | n
MQ103 | n | n | OTP | W | Clay | MN | 27027 | Wind | 211 | 2009-07-01 | n
MQ104 | y | n |  |  | Clinton | IA | 19045 | Coal | 15 | 2006-09-30 | n
MQ105 | n | n |  |  | Clinton | IN | 18023 | Wind | 800 | 2010-09-15 | n
MQ106 | n | y | CIN | C | Clinton | IN | 18023 | Wind | 100 | 2007-10-31 | n
MQ107 | n | n | AECI |  | Clinton | MO | 29049 | Wind | 99 |  | Coordinated**
MQ108 | y | n | WAUE |  | Codington | SD | 46029 | Other | 7.5 |  | Coordinated**
MQ109 | n | n | WAUE |  | Codington | SD | 46029 | Wind | 65 | 2007-12-31 | Coordinated**
MQ110 | y | y | AMRN | C | Coles | IL | 17029 | Wind | 80 | 2005-12-01 | n
MQ111 | n | n | AEP | C | Columbiana | OH | 39029 | Coal | 350 | 2011-07-01 | Coordinated**
MQ112 | n | n | ATC | W | Columbia | WI | 55021 | Coal | 280 | 2011-06-01 | n
MQ113 | n | y | ATC | W | Columbia | WI | 55021 | Coal | 550 | 2011-10-01 | n
MQ114 | n | n | ALTE | W | Columbia | WI | 55021 | Wind | 99 | 2008-09-01 | n
MQ115 | n | y | ATC | W | Columbia | WI | 55021 | Wind | 100 | 2004-11-01 | n
MQ116 | y | y | ATC | W | Columbia | WI | 55021 | Wind | 80 | 2006-06-01 | n
MQ117 | n | n | CE | E | Cook | IL | 17031 | Other | 50 | 2006-12-01 | Coordinated**
MQ118 | n | n | GRE | W | Cook | MN | 27031 | Other | 18 | 2008-01-01 | n
MQ119 | n | n | MDU | W | Corson | SD | 46031 | Wind | 100 | 2008-12-31 | n
MQ120 | y | n | ALTW | W | Cottonwood | MN | 27033 | Coal | 2 | 2002-05-01 | n
MQ121 | n | n | ALTW | W | Cottonwood | MN | 27033 | Wind | 281.2 | 2006-10-01 | n
MQ122 | y | n | ALTW | W | Cottonwood | MN | 27033 | Wind | 20 | 2005-12-01 | n
MQ123 | y | y | ALTW | W | Cottonwood | MN | 27033 | Wind | 50 | 2005-09-30 | n
MQ124 | n | n | WAUE |  | Crawford | IA | 19047 | CC | 30 | 2010-06-01 | Coordinated**
MQ125 | n | n | WAUE |  | Crawford | IA | 19047 | CT | 120 | 2009-06-01 | Coordinated**
MQ126 | n | n | MEC | E | Crawford | IA | 19047 | Wind | 440.8 | 2007-10-01 | Coordinated**
MQ127 | n | y | NSP | W | Dakota | MN | 27037 | CC | 700 | 2008-01-01 | n
MQ128 | y | n | NSP | W | Dakota | MN | 27037 | CC | 147 | 2002-04-02 | n
MQ129 | n | n |  |  | Dakota | MN | 27037 | CT | 470 | 2010-06-01 | n
MQ130 | y | y | GRE | W | Dakota | MN | 27037 | CT | 400 | 2007-01-01 | n
MQ131 | y | n | ATC | W | Dane | WI | 55025 | CC | 150 | 2005-03-07 | n
MQ132 | n | n | ATC | W | Dane | WI | 55025 | Not Known | 5 | 2006-12-31 | Coordinated**
MQ133 | n | n | MGE | W | Dane | WI | 55025 | Wind | 99 | 2008-09-01 | n
MQ134 | y | n | MDU | W | Dawson | MT | 30021 | CT | 45 | 2003-05-01 | n
MQ135 | y | n | MDU | W | Dawson | MT | 30021 | Other | 2 | 2004-03-01 | n
MQ136 | y | n | IP | C | De witt | IL | 17039 | Nuclear | 155 | 2008-01-15 | Coordinated**
MQ137 | n | n | Ameren | C | De witt | IL | 17039 | Wind | 3.2 | 2005-10-01 | Coordinated**
MQ138 | n | n | AEP | C | Dearborn | IN | 18029 | Coal | 10 | 2007-01-01 | Coordinated**
MQ139 | n | n | AEP | C | Dekalb | IN | 18033 | Wind | 350 | 2009-04-01 | Coordinated**
MQ140 | n | y | ATC | W | Delta | MI | 26041 | Coal | 300 | 2011-01-01 | n
MQ141 | y | n | MEC | E | Des Moines | IA | 19057 | Not Known | 610 | 2003-06-01 | Coordinated**
MQ142 | y | n | WAUE |  | Deuel | SD | 46039 | Other | 1 | 2005-12-01 | Coordinated**
MQ143 | n | n | OTP | W | Deuel | SD | 46039 | Wind | 500.5 | 2008-10-01 | n
MQ144 | n | n | WAUE |  | Dewey | SD | 46041 | Wind | 225 | 2007-07-01 | Coordinated**
MQ145 | n | n | WAUE |  | Dickey | ND | 38021 | Wind | 349.5 | 2007-10-01 | Coordinated**
MQ146 | n | n | WAPA (MDU) | W | Dickey | ND | 38021 | Wind | 1319.5 | 2005-12-01 | n
MQ147 | y | n | MDU | W | Dickey | ND | 38021 | Wind | 180 | 2006-12-01 | n
MQ148 | y | y | MDU | W | Dickey | ND | 38021 | Wind | 19 | 2003-12-01 | n
MQ149 | n | n | ALTW | W | Dickinson | IA | 19059 | Wind | 250 | 2006-10-01 | n
MQ150 | y | n | ALTW | W | Dickinson | IA | 19059 | Wind | 44 | 2003-12-15 | n
MQ151 | y | y | ALTW | W | Dickinson | IA | 19059 | Wind | 100 | 2006-12-31 | n
MQ152 | n | n |  |  | Dodge | MN | 27039 | Wind | 2160.85 | 2008-11-30 | n
MQ153 | y | n | NSP | W | Dodge | MN | 27039 | Wind | 33 | 2002-06-01 | n
MQ154 | y | y | NSP | W | Dodge | MN | 27039 | Wind | 63 | 2002-09-01 | n
MQ155 | y | n | ATC | W | Dodge | WI | 55027 | Wind | 54 | 2005-10-01 | n
MQ156 | y | y | ATC | W | Dodge | WI | 55027 | Wind | 200 | 2007-12-01 | n
MQ157 | n | n | AMIL | C | Douglas | IL | 17041 | Coal | 275 | 2012-06-01 | n
MQ158 | y | n | MP | W | Douglas | WI | 55031 | CT | 324 | 2003-12-01 | n
MQ159 | n | n | WAUE |  | Dunn | ND | 38025 | Other | 8 |  | Coordinated**
MQ160 | n | y | MDU | W | Dunn | ND | 38025 | Other | 10 | 2008-01-01 | n
MQ161 | y | n | DPC | W | Eau Claire | WI | 55035 | CT | 3 | 2003-09-01 | Coordinated**
MQ162 | y | n | NSP | W | Eau Claire | WI | 55035 | Hydro | 4.7 | 2007-06-01 | n
MQ163 | n | n | AMIL | C | Edgar | IL | 17045 | Wind | 400.5 | 2008-09-30 | n
MQ164 | n | n | ALTW | W | Emmet | IA | 19063 | Wind | 50.4 | 2006-08-01 | n
MQ165 | n | n | FE | E | Erie | OH | 39043 | Wind | 48 | 2008-10-15 | n
MQ166 | y | y | LGEE |  | Estill | KY | 21065 | Coal | 120 | 2009-02-15 | Coordinated**
MQ167 | n | n |  |  | Fallon | MT | 30025 | CT | 37 | 2009-05-01 | n
MQ168 | n | n | MDU | W | Fallon | MT | 30025 | Wind | 330 | 2009-10-15 | n
MQ169 | n | n | NSP | W | Faribault | MN | 27043 | Wind | 200 | 2008-04-01 | n
MQ170 | y | y | ALTW | W | Faribault | MN | 27043 | Wind | 36 | 2007-10-31 | n
MQ171 | n | n | EKPC |  | Fayette | KY | 21067 | Not Known | 100 |  | Coordinated**
MQ172 | n | y | ALTW | W | Fillmore | MN | 27045 | Other | 6 | 2005-11-01 | Coordinated**
MQ173 | n | n | Alliant | W | Fillmore | MN | 27045 | Wind | 400 | 2009-06-15 | n
MQ174 | n | n | MEC | E | Floyd | IA | 19067 | Wind | 71 | 2008-12-31 | Coordinated**
MQ175 | y | y | ATC | W | Fond du Lac | WI | 55039 | Not Known | 725 | 2007-06-01 | n
MQ176 | y | n | ALTE | W | Fond du Lac | WI | 55039 | Wind | 166 | 2007-10-01 | n
MQ177 | y | y | ATC | W | Fond Du Lac | WI | 55039 | Wind | 418 | 2005-12-01 | n
MQ178 | n | y | AMRN | C | Ford | IL | 17053 | CT | 70 | 2006-06-01 | n
MQ179 | y | y | AMRN | C | Ford | IL | 17053 | Wind | 65 | 2006-07-01 | n
MQ180 | n | n | ALTW | W | Franklin | IA | 19069 | Wind | 350 | 2006-10-01 | n
MQ181 | y | n | IP | C | Franklin | IL | 17055 | Coal | 550 | 2005-04-01 | Coordinated**
MQ182 | n | n | AMMO | C | Franklin | MO | 29071 | Coal | 20 | 2008-05-25 | n
MQ183 | n | n | ALTW | W | Freeborn | MN | 27047 | Wind | 652 | 2008-04-01 | n
MQ184 | n | y | NSP | W | Freeborn | MN | 27047 | Wind | 200 | 2008-04-01 | n
MQ185 | n | n | AMIL | C | Fulton | IL | 17057 | Coal | 23 | 2008-11-11 | n
MQ186 | y | n |  | E | Fulton | IL | 17057 | Coal | 16 | 2007-04-25 | n
MQ187 | y | y | CILCO | C | Fulton | IL | 17057 | Coal | 800 | 2009-05-01 | n
MQ188 | y | n | FE | E | Fulton | OH | 39051 | Not Known | 600 | 2003-04-01 | n
MQ189 | n | n | AEP | C | Gallia | OH | 39053 | Coal | 210 | 1980-10-01 | Coordinated**
MQ190 | y | n | NSP/GRE | W | Goodhue | MN | 27049 | CT | 350 | 2008-07-01 | n
MQ191 | y | n | NSP | W | Goodhue | MN | 27049 | Nuclear | 38 | 2008-01-01 | n
MQ192 | n | n | NSP | W | Goodhue | MN | 27049 | Wind | 37.8 | 2007-07-01 | n
MQ193 | n | y | EKPC |  | Grant | KY | 21081 | Not Known | 9.6 | 2003-09-01 | Coordinated**
MQ194 | n | n | OTP | W | Grant | MN | 27051 | Wind | 60 | 2009-01-01 | n
MQ195 | y | n | OTP | W | Grant | MN | 27051 | Wind | 20 | 2005-11-01 | n
MQ196 | n | n | WAUE |  | Grant | SD | 46051 | Coal | 275 | 2010-01-01 | Coordinated**
MQ197 | n | n | OTP | W | Grant | SD | 46051 | Coal | 600 | 2010-01-01 | n
MQ198 | n | n |  |  | Grant | SD | 46051 | CT | 120 | 2009-07-15 | n
MQ199 | n | y | OTP | W | Grant | SD | 46051 | Not Known | 650 |  | n
MQ200 | y | n | OTP | W | Grant | SD | 46051 | Not Known | 3 | 2001-02-01 | n
MQ201 | y | n | OTP | W | Grant | SD | 46051 | Other | 1.5 | 2004-03-31 | n
MQ202 | n | n | OTP | W | Grant | SD | 46051 | Wind | 650 | 2008-12-31 | n
MQ203 | y | n | ALTE | W | Grant | WI | 55043 | Coal | 280 | 2011-06-01 | n
MQ204 | n | y | ATC | W | Grant | WI | 55043 | Not Known | 252 | 2002-11-01 | n
MQ205 | n | n | METC | E | Gratiot | MI | 26057 | IGCC | 605 | 2011-10-01 | n
MQ206 | n | n |  |  | Gratiot | MI | 26057 | Wind | 375 | 2009-12-31 | n
MQ207 | y | y | ATC | W | Green Lake | WI | 55047 | Wind | 210 | 2007-11-30 | n
MQ208 | y | n | ALTW | W | Greene | IA | 19073 | Wind | 14 | 2006-09-01 | n
MQ209 | y | y | ATC | W | Green | WI | 55045 | Wind | 130 | 2004-06-30 | n
MQ210 | y | n | ALTW | W | Grundy | IA | 19075 | Other | 2.5 | 2005-05-01 | Coordinated**
MQ211 | n | n | CE | E | Grundy | IL | 17063 | Nuclear | 140 | 2009-10-01 | Coordinated**
MQ212 | n | n | ALTW | W | Guthrie | IA | 19077 | Wind | 150 | 2007-10-01 | Coordinated**
MQ213 | y | n | CIN | C | Hamilton | IN | 18057 | CC | 210 | 2003-06-01 | n
MQ214 | n | n | ALTW | W | Hancock | IA | 19081 | Wind | 400 | 2007-07-30 | n
MQ215 | y | n | ALTW | W | Hancock | IA | 19081 | Wind | 80 | 2001-04-01 | n
MQ216 | n | n | AMIL | C | Hancock | IL | 17067 | Wind | 200 | 2009-08-01 | n
MQ217 | y | n | LGEE |  | Hancock | KY | 21091 | Hydro | 95 | 2008-06-01 | n
MQ218 | n | n | FE | E | Hancock | OH | 39063 | Coal | 560 | 2011-09-30 | n
MQ219 | n | n | WAUE |  | Hand | SD | 46059 | Wind | 3600 | 2009-10-01 | Coordinated**
MQ220 | n | n |  |  | Hand | SD | 46059 | Wind | 5000 | 2009-10-01 | n
MQ221 | y | n | WAUE |  | Hanson | SD | 46061 | Wind | 1 | 2007-01-01 | Coordinated**
MQ222 | n | n | EKPC |  | Hardin | KY | 21093 | Not Known | 4 | 2005-12-01 | Coordinated**
MQ223 | y | n | NSP | W | Hennepin | MN | 27053 | CC | 511 | 2009-05-01 | n
MQ224 | n | n | NSP | W | Hennepin | MN | 27053 | Hydro | 10.3 | 2007-06-01 | Coordinated**
MQ225 | n | n | NSP | W | Hennepin | MN | 27053 | Other | 21.55 | 2008-08-01 | n
MQ226 | y | n | ALTW | W | Henry | IA | 19087 | Other | 2 | 2002-06-01 | n
MQ227 | n | n | CE | E | Henry | IL | 17073 | Wind | 547 | 2007-10-01 | Coordinated**
MQ228 | n | n | AMIL | C | Henry | IL | 17073 | Wind | 505 | 2006-10-01 | n
MQ229 | y | n | FE | E | Henry | OH | 39069 | CT | 100 | 2000-02-04 | n
MQ230 | n | y | FE | E | Henry | OH | 39069 | Not Known | 50 | 2001-06-01 | n
MQ231 | n | n | ITC | E | Hillsdale | MI | 26059 | Wind | 300 | 2010-08-30 | n
MQ232 | n | n | UPPC | E | Houghton | MI | 26061 | Wind | 120.45 | 2009-11-30 | n
MQ233 | n | n | ALTW | W | Howard | IA | 19089 | Wind | 600 | 2007-09-01 | n
MQ234 | n | y | ALTW | W | Howard | IA | 19089 | Wind | 200 | 2006-09-30 | n
MQ235 | n | y | MECS | E | Huron | MI | 26063 | Wind | 87.5 | 2007-10-30 | Coordinated**
MQ236 | n | n | MECS | E | Huron | MI | 26063 | Wind | 338.9 | 2006-10-30 | n
MQ237 | n | y | METC | E | Huron | MI | 26063 | Wind | 60 | 2007-08-01 | n
MQ238 | y | n | ITC | E | Huron | MI | 26063 | Wind | 52 | 2006-10-15 | n
MQ239 | n | y | NSP | W | Iron | WI | 55051 | Not Known | 110 | 2003-06-01 | n
MQ240 | n | y | AMRN | C | Iroquois | IL | 17075 | Wind | 100 | 2007-09-30 | n
MQ241 | y | n | GRE | W | Isanti | MN | 27059 | CT | 210 | 2007-05-01 | n
MQ242 | n | n | MP | W | Itasca | MN | 27061 | Coal | 606 | 2014-01-01 | n
MQ243 | y | n | MP | W | Itasca | MN | 27061 | Coal | 600 | 2010-05-01 | n
MQ244 | n | n |  |  | Itasca | MN | 27061 | CT | 240 | 2009-07-15 | n
MQ245 | y | n | ALTW | W | Jackson | IA | 19097 | Other | 6 | 2003-05-01 | n
MQ246 | y | n | MECS | E | Jackson | MI | 26075 | CC | 22 | 2002-06-03 | n
MQ247 | n | n | NSP | W | Jackson | MN | 27063 | Wind | 519.5 | 2006-10-01 | n
MQ248 | n | y | ALTW | W | Jackson | MN | 27063 | Wind | 200 | 2004-09-01 | n
MQ249 | y | n | GRE | W | Jackson | MN | 27063 | Wind | 33.7 | 2003-02-01 | n
MQ250 | y | y | ALTW | W | Jackson | MN | 27063 | Wind | 100.5 | 2005-12-01 | n
MQ251 | y | n | NSP | W | Jackson | WI | 55053 | Not Known | 7 | 2001-03-05 | n
MQ252 | y | n | AMRN | C | Jasper | IL | 17079 | Coal | 50 | 2006-05-01 | n
MQ253 | n | n | AEP | C | Jay | IN | 18075 | Wind | 120 | 2011-10-01 | Coordinated**
MQ254 | n | n | AEP | C | Jefferson | IN | 18077 | Coal | 251 | 1980-10-01 | Coordinated**
MQ255 | n | y | AMRN | C | Jefferson | MO | 29099 | Coal | 800 | 2011-06-01 | n
MQ256 | n | n | AEP | C | Jefferson | OH | 39081 | Coal | 1940 | 1980-10-01 | Coordinated**
MQ257 | y | n | FE | E | Jefferson | OH | 39081 | Coal | 40 | 2010-03-27 | n
MQ258 | n | n | AEP | C | Jefferson | OH | 39081 | Hydro | 39 | 2010-07-01 | Coordinated**
MQ259 | y | n | ATC | W | Jefferson | WI | 55055 | CT | 24 | 2006-06-01 | n
MQ260 | y | n | WAUE |  | Jerauld | SD | 46073 | Other | 6 | 2006-04-01 | Coordinated**
MQ261 | n | n | WAUE |  | Jerauld | SD | 46073 | Wind | 100 | 2007-10-01 | Coordinated**
MQ262 | n | n | MDU | W | Jerauld | SD | 46073 | Wind | 750 | 2009-07-01 | n
MQ263 | n | n | CE | E | Jo Daviess | IL | 17085 | Wind | 110 | 2006-07-01 | Coordinated**
MQ264 | n | n | EKPC |  | Johnson | KY | 21115 | Not Known | 75 | 2002-11-01 | Coordinated**
MQ265 | y | n | ATC | W | Juneau | WI | 55057 | Not Known | 19.5 | 2002-09-01 | n
MQ266 | y | n | MECS | E | Kalkaska | MI | 26079 | CC | 583 | 2002-05-01 | n
MQ267 | n | n | CONS | E | Kalkaska | MI | 26079 | Other | 24 | 2010-03-31 | n
MQ268 | n | n | ComEd |  | Kane | IL | 17089 | CT | 55 | 2007-09-30 | Coordinated**
MQ269 | n | n | CE | E | Kankakee | IL | 17091 | Wind | 350 | 2009-12-01 | Coordinated**
MQ270 | y | y | ATC | W | Kenosha | WI | 55059 | Coal | 1100 | 2004-06-01 | n
MQ271 | y | n | ATC | W | Kewaunee | WI | 55061 | Nuclear | 43 | 2004-06-01 | n
MQ272 | n | y | ATC | W | Kewaunee | WI | 55061 | Wind | 99 | 2006-06-01 | n
MQ273 | n | n | WAUE |  | Kidder | ND | 38043 | Other | 10 | 2008-01-01 | Coordinated**
MQ274 | n | n |  |  | Kittson | MN | 27069 | Other | 20 | 2009-12-31 | n
MQ275 | n | n |  |  | Kittson | MN | 27069 | Wind | 80 | 2010-12-31 | n
MQ276 | n | n | CE | E | Knox | IL | 17095 | Wind | 200 | 2008-10-01 | Coordinated**
MQ277 | n | n | AMIL | C | Knox | IL | 17095 | Wind | 200 | 2008-11-01 | n
MQ278 | y | n | CIN | C | Knox | IN | 18083 | CC | 420 | 2010-06-01 | n
MQ279 | n | n | DUKE | C | Knox | IN | 18083 | IGCC | 280 | 2010-05-01 | n
MQ280 | n | n | IP | C | La Salle | IL | 17099 | Not Known | 5 | 2005-12-31 | Coordinated**
MQ281 | n | n | CE | E | La Salle | IL | 17099 | Wind | 870 | 2006-04-01 | Coordinated**
MQ282 | n | n | ALTE | W | Lafayette | WI | 55065 | Wind | 100 | 2009-06-15 | n
MQ283 | y | y | ALTE | W | Lafayette | WI | 55065 | Wind | 99 | 2006-12-31 | n
MQ284 | n | n | CE | E | Lake | IL | 17097 | CT | 780 | 2008-04-01 | Coordinated**
MQ285 | y | y | CIN | C | Lake | IN | 18089 | CC | 640 | 2004-06-01 | n
MQ286 | n | n |  |  | Lake | IN | 18089 | Other | 550 | 2012-07-01 | n
MQ287 | y | n | WAUE |  | Lamoure | ND | 38045 | Not Known | 40 |  | Coordinated**
MQ288 | y | n | OTP | W | LaMoure | ND | 38045 | Wind | 19 | 2003-10-01 | n
MQ289 | y | n | LES |  | Lancaster | NE | 31109 | Not Known | 138 | 2002-09-01 | Coordinated**
MQ290 | y | n | LES |  | Lancaster | NE | 31109 | Not Known | 21 | 2003-04-01 | n
MQ291 | y | n | EKPC |  | Laurel | KY | 21125 | Not Known | 4.8 | 2003-09-01 | Coordinated**
MQ292 | y | n | HE | C | Lawrence | IN | 18093 | CT | 320 | 2003-06-01 | n
MQ293 | y | y | CIN | C | Lawrence | IN | 18093 | Not Known | 800 | 2004-10-01 | n
MQ294 | n | n | AEP | C | Lawrence | OH | 39087 | CT | 20 | 2005-03-31 | Coordinated**
MQ295 | n | n | AEP | C | Lawrence | OH | 39087 | Other | 20 | 2007-10-01 | Coordinated**
MQ296 | y | n | AEP | C | Lawrence | OH | 39087 | Other | 165 | 2007-01-01 | Coordinated**
MQ297 | y | n | ALTW | W | Lee | IA | 19111 | CC | 50 | 2004-04-01 | n
MQ298 | n | n | ALTW | W | Lee | IA | 19111 | Coal | 28 | 2008-09-15 | n
MQ299 | n | n | CE | E | Lee | IL | 17103 | CT | 600 | 2008-07-01 | Coordinated**
MQ300 | n | n | CE | E | Lee | IL | 17103 | Wind | 847 | 2006-10-01 | Coordinated**
MQ301 | y | n | CE | E | Lee | IL | 17103 | Wind | 86 | 2007-01-01 | Coordinated**
MQ302 | y | n | WAUW |  | Liberty | MT | 30051 | Not Known | 8 |  | Coordinated**
MQ303 | n | y | EKPC |  | Lincoln | KY | 21137 | Not Known | 6.4 | 2003-09-01 | Coordinated**
MQ304 | y | n | NSP | W | Lincoln | MN | 27081 | CC | 29 | 2002-06-01 | n
MQ305 | y | n | OTP | W | Lincoln | MN | 27081 | Not Known | 1 | 2001-12-31 | n
MQ306 | n | n | NSP | W | Lincoln | MN | 27081 | Wind | 327.8 | 2007-11-01 | n
MQ307 | y | n | NSP | W | Lincoln | MN | 27081 | Wind | 144.05 | 2007-10-01 | n
MQ308 | y | y | NSP | W | Lincoln | MN | 27081 | Wind | 200 | 2011-11-30 | n
MQ309 | n | n | ALTW | W | Linn | IA | 19113 | Nuclear | 0 | 2008-12-31 | n
MQ310 | y | n | ALTW | W | Linn | IA | 19113 | Other | 2 | 2003-01-01 | n
MQ311 | n | n | CE | E | Livingston | IL | 17105 | Wind | 2400 | 2008-10-01 | Coordinated**
MQ312 | n | n |  |  | Livingston | KY | 21139 | Hydro | 144.2 | 2010-04-15 | n
MQ313 | y | y | LGEE |  | Livingston | KY | 21139 | Hydro | 95 | 2005-09-01 | n
MQ314 | y | n | IP | C | Logan | IL | 17107 | Coal | 91 | 2004-01-01 | Coordinated**
MQ315 | n | n | WAUE |  | Logan | ND | 38047 | Wind | 81 | 2007-11-01 | Coordinated**
MQ316 | n | n | AEP | C | Logan | OH | 39091 | Wind | 245 | 2006-10-01 | Coordinated**
MQ317 | y | n | FE | E | Lorain | OH | 39093 | CT | 12 | 2001-07-31 | n
MQ318 | y | n | MEC | E | Louisa | IA | 19115 | Coal | 55 | 2005-04-01 | Coordinated**
MQ319 | n | n | FE | E | Lucas | OH | 39095 | Wind | 50.4 | 2009-06-01 | n
MQ320 | n | n | WAUE |  | Lyman | SD | 46085 | Wind | 225 | 2007-07-01 | Coordinated**
MQ321 | n | y | NSP | W | Lyon | MN | 27083 | Other | 10 | 2008-01-01 | n
MQ322 | n | n | WAUE |  | Lyon | MN | 27083 | Wind | 20 | 2006-09-01 | Coordinated**
MQ323 | n | n | NSP | W | Lyon | MN | 27083 | Wind | 1170 | 2006-10-01 | n
MQ324 | y | n | AMRN | C | Madison | IL | 17119 | CT | 330 | 2005-10-01 | Coordinated**
MQ325 | y | n | AMRN | C | Madison | IL | 17119 | CT | 117 | 2005-08-08 | n
MQ326 | n | y | FE | E | Madison | OH | 39097 | Wind | 80 | 2006-11-30 | n
MQ327 | n | n | EKPC |  | MaGoffin | Ky | 21153 | Not Known | 4.8 |  | Coordinated**
MQ328 | y | n | FE | E | Mahoning | OH | 39099 | Not Known | 27 | 2002-03-01 | n
MQ329 | y | y | METC | E | Manistee | MI | 26101 | Coal | 775 | 2007-09-01 | n
MQ330 | y | y | METC | E | Manistee | MI | 26101 | Wind | 140 | 2007-10-01 | n
MQ331 | n | n | ATC | W | Manitowoc | WI | 55071 | CT | 4.8 | 2005-11-01 | Coordinated**
MQ332 | y | n | ATC | W | Manitowoc | WI | 55071 | CT | 55 | 2005-09-01 | n
MQ333 | n | n | WEC | W | Manitowoc | WI | 55071 | Nuclear | 212 | 2011-05-31 | n
MQ334 | y | y | ATC | W | Manitowoc | WI | 55071 | Nuclear | 90 |  | n
MQ335 | n | n | ATC | W | Manitowoc | WI | 55071 | Wind | 10.5 | 2007-09-01 | Coordinated**
MQ336 | y | y | ATC | W | Manitowoc | WI | 55071 | Wind | 99 | 2007-10-15 | n
MQ337 | n | y | ATC | W | Marathon | WI | 55073 | Coal | 550 | 2011-06-01 | n
MQ338 | y | n | ATC | W | Marathon | WI | 55073 | Coal | 550 | 2007-06-01 | n
MQ339 | n | y | ATC | W | Marathon | WI | 55073 | Wind | 99 | 2006-12-01 | n
MQ340 | y | n | ATC | W | Marinette | WI | 55075 | Other | 21 | 2003-06-01 | n
MQ341 | y | n | IPL | C | Marion | IN | 18097 | CT | 189 | 2002-05-01 | n
MQ342 | n | y | IPL | C | Marion | IN | 18097 | Other | 53.6 | 2008-10-01 | n
MQ343 | n | n | WEC | W | Marquette | MI | 26103 | Wind | 200 | 2009-07-30 | n
MQ344 | n | n | ALTW | W | Marshall | IA | 19127 | Coal | 560 | 2012-03-01 | n
MQ345 | n | n | CILCO | C | Marshall | IL | 17123 | Wind | 56 | 2006-10-01 | Coordinated**
MQ346 | n | n | OTP | W | Marshall | SD | 46091 | Wind | 19.5 | 2005-12-01 | n
MQ347 | n | n | ALTW | W | Martin | MN | 27091 | Other | 7.5 |  | n
MQ348 | y | n | NSP | W | Martin | MN | 27091 | Other | 2 | 2003-10-01 | n
MQ349 | n | n | NSP | W | Martin | MN | 27091 | Wind | 130 | 2010-01-01 | n
MQ350 | y | n | NSP | W | Martin | MN | 27091 | Wind | 205 | 2004-09-01 | n
MQ351 | y | y | ALTW | W | Martin | MN | 27091 | Wind | 200 | 2006-12-31 | n
MQ352 | n | n | EKPC |  | Mason | KY | 21161 | Not Known | 278 | 2008-04-01 | Coordinated**
MQ353 | n | y | EKPC |  | Mason | KY | 21161 | Not Known | 0.3 |  | Coordinated**
MQ354 | y | n | EKPC |  | Mason | KY | 21161 | Not Known | 268 | 2005-04-01 | Coordinated**
MQ355 | n | n |  |  | Mason | MI | 26105 | Wind | 220 | 2009-12-01 | n
MQ356 | n | n | GRE | W | McHenry | ND | 38049 | Wind | 99 | 2010-11-01 | n
MQ357 | y | n | GRE | W | McHenry | ND | 38049 | Wind | 12 | 2005-12-31 | n
MQ358 | n | n | MDU | W | McIntosh | ND | 38051 | Other | 10 | 2008-01-01 | n
MQ359 | n | n | MDU | W | McIntosh | ND | 38051 | Wind | 150 | 2008-06-01 | n
MQ360 | n | n | IP | C | McLean | IL | 17113 | Wind | 49.5 | 2006-12-01 | Coordinated**
MQ361 | n | y | IP | C | McLean | IL | 17113 | Wind | 79.2 | 2004-12-01 | n
MQ362 | y | n | IP | C | McLean | IL | 17113 | Wind | 150 | 2006-08-01 | n
MQ363 | y | y | IP | C | McLean | IL | 17113 | Wind | 79.2 | 2006-12-01 | n
MQ364 | n | n | GRE | W | McLean | ND | 38055 | Coal | 80 | 2010-03-31 | n
MQ365 | n | y | NSP | W | McLeod | MN | 27085 | CT | 190 | 2007-05-01 | n
MQ366 | n | n | NSP | W | Meeker | MN | 27093 | Wind | 10 |  | Coordinated**
MQ367 | n | n | XCEL | W | Meeker | MN | 27093 | Wind | 20 | 2007-10-01 | n
MQ368 | n | n | AEP | C | Meigs | OH | 39105 | Coal | 1635 | 2010-04-01 | Coordinated**
MQ369 | n | n | CE | E | Mercer | IL | 17131 | Wind | 200 | 2011-10-01 | Coordinated**
MQ370 | n | n | WAUE |  | Mercer | ND | 38057 | Coal | 600 | 2012-06-01 | Coordinated**
MQ371 | y | n | WAUE |  | Mercer | ND | 38057 | Coal | 28 |  | Coordinated**
MQ372 | n | n | GRE | W | Mercer | ND | 38057 | Coal | 93 | 2009-04-01 | n
MQ373 | n | n | Dayton |  | Mercer | OH | 39107 | Other | 1.8 | 2007-10-01 | Coordinated**
MQ374 | n | n | Dayton |  | Mercer | OH | 39107 | Wind | 50 | 2010-12-31 | Coordinated**
MQ375 | n | n | METC | E | Midland | MI | 26111 | Coal | 750 | 2010-12-01 | n
MQ376 | n | n | METC | E | Midland | MI | 26111 | CT | 193 | 2008-12-31 | n
MQ377 | y | y | AMRN | C | Miller | MO | 29131 | Hydro | 15 | 2007-04-01 | n
MQ378 | n | n | MEC | E | Mills | IA | 19129 | Wind | 250 | 2008-06-01 | Coordinated**
MQ379 | y | n | ATC | W | Milwaukee | WI | 55079 | Coal | 1950 | 2009-01-01 | n
MQ380 | y | n | NSP | W | Minnehaha | SD | 46099 | CT | 205 | 2005-05-01 | n
MQ381 | n | n | WAUE |  | Minnehaha | SD | 46099 | Other | 3 | 2007-11-01 | Coordinated**
MQ382 | n | n |  |  | Minnehaha | SD | 46099 | Wind | 491.9 | 2010-07-01 | n
MQ383 | n | n | METC | E | Missaukee | MI | 26113 | Wind | 80 | 2010-12-31 | n
MQ384 | y | n | WPSC | W | Missaukee | MI | 26113 | Wind | 20 | 2007-12-31 | n
MQ385 | n | n | ALTW | W | Mitchell | IA | 19131 | Wind | 20 | 2008-03-01 | n
MQ386 | n | y | ALTW | W | Monroe | IA | 19135 | Not Known | 230 |  | n
MQ387 | n | n | MECS-DECO | E | Monroe | MI | 26115 | Nuclear | 1563 | 2017-03-31 | n
MQ388 | y | y | ITC | E | Monroe | MI | 26115 | Nuclear | 159 | 2007-09-30 | n
MQ389 | n | y | ATC | W | Monroe | WI | 55081 | Wind | 100 | 2006-11-30 | n
MQ390 | y | n | MECS | E | Montcalm | MI | 26117 | CT | 680 | 2000-07-01 | n
MQ391 | n | n | AMIL | C | Montgomery | IL | 17135 | Coal | 19 | 2008-05-27 | n
MQ392 | n | n | Duke | C | Montgomery | IN | 18107 | Wind | 200 | 2009-12-31 | n
MQ393 | n | y | CIN | C | Montgomery | IN | 18107 | Wind | 200 | 2008-08-01 | n
MQ394 | n | n | DPL |  | Montgomery | OH | 39113 | CT | 28 | 2006-12-01 | Coordinated**
MQ395 | y | n | WAUE |  | Moody | SD | 46101 | Other | 10 | 2005-11-01 | Coordinated**
MQ396 | n | n | WAUE |  | Moody | SD | 46101 | Wind | 241.5 | 2010-10-01 | Coordinated**
MQ397 | y | n | WAUE |  | Moody | SD | 46101 | Wind | 1 | 2005-11-01 | Coordinated**
MQ398 | n | n | WAUE |  | Morton | ND | 38059 | Other | 10 | 2008-01-01 | Coordinated**
MQ399 | y | n | WAUE |  | Morton | ND | 38059 | Other | 8 | 2006-06-01 | Coordinated**
MQ400 | n | n | MDU | W | Morton | ND | 38059 | Other | 10 | 2008-06-01 | n
MQ401 | n | y | MDU | W | Morton | ND | 38059 | Other | 10 | 2008-01-01 | n
MQ402 | n | n | AMIL | C | Moultrie | IL | 17139 | Coal | 275 | 2012-06-01 | n
MQ403 | n | n | WAUW |  | Mountrail | ND | 38061 | Not Known | 150 |  | Coordinated**
MQ404 | n | n | WAUE |  | Mountrail | ND | 38061 | Wind | 99 | 2008-02-01 | Coordinated**
MQ405 | n | n | MDU | W | Mountrail | ND | 38061 | Wind | 99 | 2008-04-01 | n
MQ406 | n | n | DPC | W | Mower | MN | 27099 | Wind | 10 | 2007-03-01 | Coordinated**
MQ407 | y | n | DPC | W | Mower | MN | 27099 | Wind | 17 | 2003-11-01 | Coordinated**
MQ408 | n | n | GRE | W | Mower | MN | 27099 | Wind | 1350 | 2005-12-01 | n
MQ409 | n | y | NSP | W | Mower | MN | 27099 | Wind | 100 | 2004-10-01 | n
MQ410 | y | n | ALTW | W | Mower | MN | 27099 | Wind | 219 | 2003-12-01 | n
MQ411 | n | n | BREC |  | Muhlenberg | KY | 21177 | Coal | 1500 | 2006-06-01 | Coordinated**
MQ412 | n | n |  |  | Murray | MN | 27101 | Not Known | 200 | 2011-10-01 | n
MQ413 | n | n |  |  | Murray | MN | 27101 | Wind | 500 | 2012-11-01 | n
MQ414 | y | n | NSP | W | Murray | MN | 27101 | Wind | 331.3 | 2000-05-12 | n
MQ415 | y | y | NSP | W | Murray | MN | 27101 | Wind | 110 | 2003-06-01 | n
MQ416 | y | n | ALTW | W | Muscatine | IA | 19139 | Other | 6 | 2003-09-01 | n
MQ417 | n | n | AEP | C | Muskingum | OH | 39119 | CT | 580 | 2009-04-01 | Coordinated**
MQ418 | y | y | NIPSCO | E | Newton | IN | 18111 | Wind | 100 | 2007-04-01 | n
MQ419 | y | n | ALTW | W | Nobles | MN | 27105 | Not Known | 4 | 2001-12-20 | n
MQ420 | y | n | ALTW | W | Nobles | MN | 27105 | Other | 2 | 2003-05-01 | n
MQ421 | n | n | NSP | W | Nobles | MN | 27105 | Wind | 288.2 | 2007-11-01 | n
MQ422 | y | n | ALTW | W | Nobles | MN | 27105 | Wind | 7.95 | 2004-08-01 | n
MQ423 | y | y | ALTW | W | Nobles | MN | 27105 | Wind | 402 | 2003-06-01 | n
MQ424 | y | n | ITC - DTE | E | Oakland | MI | 26125 | Coal | 19 | 2007-04-01 | Coordinated**
MQ425 | n | n | WAUE |  | Obrien | IA | 19141 | Wind | 150 | 2004-06-01 | Coordinated**
MQ426 | n | n | METC | E | Oceana | MI | 26127 | Wind | 100 | 2006-10-01 | n
MQ427 | n | n | CE | E | Ogle | IL | 17141 | Wind | 400 | 2007-10-01 | Coordinated**
MQ428 | y | n | LGEE |  | Oldham | KY | 21185 | Coal | 750 | 2002-04-01 | n
MQ429 | n | n | MP | W | Oliver | ND | 38065 | Coal | 600 | 2015-01-01 | n
MQ430 | y | n | MP | W | Oliver | ND | 38065 | Wind | 50 | 2005-11-01 | n
MQ431 | n | n |  |  | Olmsted | MN | 27109 | Wind | 2100 | 2008-12-01 | n
MQ432 | y | n | ATC | W | Oneida | WI | 55085 | Other | 40 | 2003-06-01 | n
MQ433 | y | n | ATC | W | Ontonagon | MI | 26131 | CT | 20 | 2003-06-01 | n
MQ434 | n | y | ATC | W | Ontonagon | MI | 26131 | Other | 14 | 2008-06-01 | n
MQ435 | y | n | ALTW | W | Osceola | IA | 19143 | Wind | 4 | 2003-04-01 | n
MQ436 | n | n | ITC | E | Osceola | MI | 26133 | Wind | 50.4 | 2009-06-01 | n
MQ437 | y | n | MECS | E | Ottawa | MI | 26139 | CC | 1132 | 2002-08-01 | n
MQ438 | y | n | METC | E | Ottawa | MI | 26139 | Coal | 15 | 2007-03-15 | n
MQ439 | n | y | FE | E | Ottawa | OH | 39123 | Not Known | 127 | 2004-04-01 | n
MQ440 | y | n | FE | E | Ottawa | OH | 39123 | Not Known | 2.6 | 2000-09-01 | n
MQ441 | n | y | FE | E | Ottawa | OH | 39123 | Nuclear | 14 | 2007-06-01 | n
MQ442 | y | n |  | C | Ottawa | OH | 39123 | Nuclear | 30 | 2006-04-06 | n
MQ443 | y | n | FE | E | Ottawa | OH | 39123 | Other | 5.64 |  | n
MQ444 | y | n | OTP | W | Otter Tail | MN | 27111 | Not Known | 4 | 2002-02-01 | n
MQ445 | n | n | OTP | W | Otter Tail | MN | 27111 | Wind | 430 | 2009-07-01 | n
MQ446 | y | n | ATC | W | Outagamie | WI | 55087 | CC | 600 | 2005-06-01 | n
MQ447 | n | y | ATC | W | Outagamie | WI | 55087 | CT | 60 | 2004-05-01 | n
MQ448 | y | n | ATC | W | Outagamie | WI | 55087 | CT | 110 | 2001-06-01 | n
MQ449 | y | n | ATC | W | Ozaukee | WI | 55089 | CC | 1290 | 2001-10-16 | n
MQ450 | n | n | MEC | E | Palo Alto | IA | 19147 | Wind | 321.8 | 2006-12-30 | Coordinated**
MQ451 | n | n | AEP | C | Paulding | OH | 39125 | Wind | 498 | 2008-10-01 | Coordinated**
MQ452 | n | n | EKPC |  | Pendleton | KY | 21191 | Not Known | 2.4 | 2003-09-01 | Coordinated**
MQ453 | n | n | WAUE |  | Pennington | SD | 46103 | CT | 76.2 | 2005-12-01 | Coordinated**
MQ454 | y | n | WAUE |  | Pennington | SD | 46103 | Not Known | 200 |  | Coordinated**
MQ455 | n | n |  |  | Perry | IN | 18123 | Hydro | 168 | 2010-04-15 | n
MQ456 | n | y | FE | E | Perry | OH | 39127 | Not Known | 200 | 2005-03-01 | n
MQ457 | y | n | IP | C | Piatt | IL | 17147 | CT | 450 | 2003-06-01 | Coordinated**
MQ458 | n | n | AEP | C | Pickaway | OH | 39129 | Coal | 5 | 2007-01-01 | Coordinated**
MQ459 | n | n | DPL |  | Pickaway | OH | 39129 | CT | 9 | 2006-12-01 | Coordinated**
MQ460 | y | y | OTP | W | Pierce | ND | 38069 | Wind | 150 | 2007-07-31 | n
MQ461 | n | n | AMRN | C | Pike | IL | 17149 | Wind | 250 | 2007-09-01 | n
MQ462 | y | n | IPL | C | Pike | IN | 18125 | Coal | 30 | 2006-06-30 | n
MQ463 | y | y | CIN | C | Pike | IN | 18125 | Not Known | 900 | 2003-06-01 | n
MQ464 | y | n | NSP | W | Pipestone | MN | 27117 | Not Known | 3 | 2002-01-01 | n
MQ465 | n | n |  |  | Pipestone | MN | 27117 | Wind | 2 | 2007-05-01 | Coordinated**
MQ466 | n | n | GRE | W | Pipestone | MN | 27117 | Wind | 22.5 | 2007-01-01 | n
MQ467 | y | n | NSP | W | Pipestone | MN | 27117 | Wind | 144.85 | 2002-08-01 | n
MQ468 | n | n | WAUE |  | Platte | WY | 56031 | Coal | 20 | 2009-06-01 | Coordinated**
MQ469 | n | n | MEC | E | Pocahontas | IA | 19151 | Wind | 280 | 2006-12-01 | Coordinated**
MQ470 | y | n | MEC |  | Pocahontas | IA | 19151 | Wind | 80 | 2007-12-01 | Coordinated**
MQ471 | n | n | NWMT |  | Pondera | MT | 30073 | Wind | 250 | 2008-12-01 | Coordinated**
MQ472 | n | n | GRE | W | Pope | MN | 27121 | Wind | 106.25 | 2006-12-15 | n
MQ473 | n | y | GRE | W | Pope | MN | 27121 | Wind | 11 | 2004-03-01 | n
MQ474 | y | n | FE | E | Portage | OH | 39133 | Not Known | 5.3 | 2002-01-01 | n
MQ475 | n | y | ATC | W | Portage | WI | 55097 | Coal | 550 | 2008-11-01 | n
MQ476 | y | y | ATC | W | Portage | WI | 55097 | Not Known | 950 | 2003-06-01 | n
MQ477 | y | y | SIGE |  | Posey | IN | 18129 | Not Known | 260 | 2004-06-01 | n
MQ478 | y | n | MEC | E | Pottawattamie | IA | 19155 | Coal | 20 | 2006-11-01 | Coordinated**
MQ479 | y | n | MEC | E | Pottawattamie | IA | 19155 | CT | 830 | 2007-06-01 | Coordinated**
MQ480 | n | n | MEC | E | Pottawattamie | IA | 19155 | Wind | 300 | 2008-06-01 | Coordinated**
MQ481 | n | n | METC | E | Presque Isle | MI | 26141 | Coal | 600 | 2011-02-28 | n
MQ482 | y | n | NSP | W | Price | WI | 55099 | Hydro | 5.5 | 2007-05-01 | n
MQ483 | n | n | EKPC |  | Pulaski | KY | 21199 | Not Known | 20 |  | Coordinated**
MQ484 | y | y | CIN | C | Putnam | IN | 18133 | Not Known | 500 | 2002-06-01 | n
MQ485 | n | n | AMMO | C | Putnam | MO | 29171 | Wind | 150 | 2008-09-01 | n
MQ486 | n | y | ATC | W | Racine | WI | 55101 | CC | 800 | 2003-06-01 | n
MQ487 | y | n | NSP | W | Ramsey | MN | 27123 | CC | 575 | 2008-05-01 | n
MQ488 | y | n | NSP | W | Ramsey | MN | 27123 | Other | 37 | 2003-01-01 | n
MQ489 | n | n | GRE | W | Redwood | MN | 27127 | Wind | 16.8 | 2007-04-01 | n
MQ490 | y | n | NSP | W | Rice | MN | 27131 | CC | 300 | 2007-09-05 | n
MQ491 | n | n | WAUE |  | Roberts | SD | 46109 | Wind | 200 | 2008-12-01 | Coordinated**
MQ492 | n | n | OTP | W | Roberts | SD | 46109 | Wind | 1750 | 2008-06-01 | n
MQ493 | n | n | CE | E | Rock Island | IL | 17161 | Nuclear | 140 | 2010-10-01 | Coordinated**
MQ494 | n | n | GRE | W | Rock | MN | 27133 | Wind | 120 | 2007-09-01 | n
MQ495 | y | n | NSP | W | Rock | MN | 27133 | Wind | 12 | 2003-11-01 | n
MQ496 | y | n | ATC | W | Rock | WI | 55105 | CC | 655 | 2003-06-01 | n
MQ497 | y | y | ATC | W | Rock | WI | 55105 | Not Known | 330 | 2003-06-01 | n
MQ498 | n | n | ALTE | W | Rock | WI | 55105 | Wind | 3200 | 2009-06-15 | n
MQ499 | n | n |  |  | Rolette | ND | 38079 | Wind | 150 | 2009-01-07 | n
MQ500 | y | y | OTP | W | Rolette | ND | 38079 | Wind | 1 | 2004-10-31 | n
MQ501 | n | n | WAUE |  | Roosevelt | MT | 30085 | CT | 120 | 2009-01-01 | Coordinated**
MQ502 | n | n | WAUE |  | Roosevelt | MT | 30085 | Other | 10 | 2008-01-01 | Coordinated**
MQ503 | n | y | MDU | W | Roosevelt | MT | 30085 | Other | 10 | 2008-01-01 | n
MQ504 | y | n | DPC | W | Rusk | WI | 55107 | Other | 5 | 2006-03-01 | Coordinated**
MQ505 | n | n | MEC | E | SAC | IA | 19161 | Wind | 160 | 2004-06-01 | Coordinated**
MQ506 | y | n | AMRN | C | Saint Charles | MO | 29183 | Coal | 15 | 2005-04-01 | n
MQ507 | y | n | MECS | E | Saint Clair | MI | 26147 | CT | 332 | 2002-05-01 | n
MQ508 | n | n | NSP ??? | W | Saint Croix | WI | 55109 | Wind | 200 | 2010-06-15 | n
MQ509 | n | n | MP | W | Saint Louis | MN | 27137 | Coal | 800 | 2012-01-01 | n
MQ510 | n | y | MP | W | Saint Louis | MN | 27137 | Coal | 800 | 2012-01-01 | n
MQ511 | y | n | NSP | W | Saint Louis | MN | 27137 | Coal | 531 | 2010-05-01 | n
MQ512 | n | n | MP | W | Saint Louis | MN | 27137 | Wind | 50 | 2007-11-07 | n
MQ513 | n | y | MP | W | Saint Louis | MN | 27137 | Wind | 125 | 2006-12-01 | n
MQ514 | y | y | MP | W | Saint Louis | MN | 27137 | Wind | 100 | 2007-12-01 | n
MQ515 | y | n | AMRN | C | Saint Louis | MO | 29189 | Coal | 25 | 2005-06-01 | n
MQ516 | y | n | FE | E | Sandusky | OH | 39143 | CC | 700 | 2007-06-01 | n
MQ517 | y | n | CWLP | C | Sangamon | IL | 17167 | Coal | 200 | 2010-01-01 | n
MQ518 | n | n | MECS | E | Sanilac | MI | 26151 | Wind | 36 | 2006-11-01 | Coordinated**
MQ519 | n | y | MECS | E | Sanilac | MI | 26151 | Wind | 100 | 2007-10-30 | Coordinated**
MQ520 | n | n | ITC | E | Sanilac | MI | 26151 | Wind | 49.5 | 2007-11-15 | n
MQ521 | n | y | MECS | E | Sanilac | MI | 26151 | Wind | 158 | 2007-10-30 | n
MQ522 | n | n | AMMO | C | Schuyler | MO | 29197 | Wind | 150 | 2008-10-01 | n
MQ523 | n | y | AMRN | C | Schuyler | MO | 29197 | Wind | 100 | 2006-11-30 | n
MQ524 | n | n | AEP | C | Scioto | OH | 39145 | Coal | 75 | 2007-01-01 | Coordinated**
MQ525 | y | n | NSP | W | Scott | MN | 27139 | CT | 385 | 2005-05-01 | n
MQ526 | n | n | NSP | W | Scott | MN | 27139 | Other | 15 | 2005-12-31 | n
MQ527 | n | n |  |  | Scott | MN | 27139 | Wind | 3000 | 2010-12-01 | n
MQ528 | n | n | WAUE |  | Scotts bluff | NE | 31157 | Not Known | 100 | 2008-06-01 | Coordinated**
MQ529 | y | n | ATC | W | Sheboygan | WI | 55117 | CC | 370 | 2005-06-01 | n
MQ530 | n | n | GRE | W | Sherburne | MN | 27141 | CT | 300 | 2007-01-01 | n
MQ531 | y | y | METC | E | Shiawassee | MI | 26155 | Other | 4 | 2003-01-01 | n
MQ532 | n | n | NSP | W | Sibley | MN | 27143 | Wind | 20 | 2007-06-01 | n
MQ533 | n | n | WAUE |  | Stanley | SD | 46117 | Coal | 700 | 2012-06-01 | Coordinated**
MQ534 | y | n | WAUE |  | Stanley | SD | 46117 | Other | 8 |  | Coordinated**
MQ535 | n | n | WAUE |  | Stanley | SD | 46117 | Wind | 100 | 2006-10-01 | Coordinated**
MQ536 | n | n | CE | E | Stark | IL | 17175 | Wind | 60 | 2007-10-01 | Coordinated**
MQ537 | y | n | CE | E | Stark | IL | 17175 | Wind | 150 | 2005-07-01 | Coordinated**
MQ538 | n | n | WAUE |  | Stark | ND | 38089 | Coal | 500 | 2013-10-01 | Coordinated**
MQ539 | n | n |  |  | Stearns | MN | 27145 | Wind | 37.8 | 2010-11-01 | n
MQ540 | n | n | GRE | W | Steele | MN | 27147 | Wind | 95 | 2006-11-01 | n
MQ541 | n | n | CE | E | Stephenson | IL | 17177 | Wind | 400 | 2008-10-01 | Coordinated**
MQ542 | y | n | CE | E | Stephenson | IL | 17177 | Wind | 160 | 2006-10-01 | Coordinated**
MQ543 | n | n | OTP | W | Stevens | MN | 27149 | Other | 0.95 |  | Coordinated**
MQ544 | n | n | OTP | W | Stevens | MN | 27149 | Wind | 560 | 2007-11-01 | n
MQ545 | n | n | ALTW | W | Story | IA | 19169 | Wind | 300 | 2007-08-31 | n
MQ546 | n | n | OTP | W | Stutsman | ND | 38093 | Coal | 99 | 2008-11-01 | n
MQ547 | n | y | FE | E | Summit | OH | 39153 | Not Known | 2700 | 2002-11-01 | n
MQ548 | y | n | GRE | W | Swift | MN | 27151 | Other | 55 | 2003-04-01 | n
MQ549 | n | n | GRE | W | Swift | MN | 27151 | Wind | 60.9 | 2007-08-31 | n
MQ550 | n | y | CIN | C | Switzerland | IN | 18155 | Coal | 1290 | 2013-06-01 | n
MQ551 | y | n | ALTW | W | Tama | IA | 19171 | Other | 4 | 2003-11-01 | n
MQ552 | n | n | AMRN | C | Tazewell | Il | 17179 | CT | 2.4 |  | Coordinated**
MQ553 | y | y | AMRN | C | Tazewell | IL | 17179 | Wind | 100 | 2007-10-01 | n
MQ554 | n | y | Duke | C | Tipton | IN | 18159 | Wind | 100 | 2009-10-01 | n
MQ555 | n | n | MP | W | Todd | MN | 27153 | Wind | 2.5 | 2007-05-31 | Coordinated**
MQ556 | n | n | MP | W | Todd | MN | 27153 | Wind | 30 | 2007-12-31 | n
MQ557 | n | n | WAUE |  | Todd | SD | 46121 | Wind | 100 | 2007-12-01 | Coordinated**
MQ558 | n | n | OTP | W | Traverse | MN | 27155 | Wind | 20 | 2007-10-01 | n
MQ559 | y | n | LGEE |  | Trimble | KY | 21223 | Coal | 1098 | 2004-06-01 | n
MQ560 | y | n | LGEE |  | Trimble | KY | 21223 | CT | 696 | 2004-06-01 | n
MQ561 | n | n | EKPC |  | Trimble | KY | 21223 | Not Known | 5.6 | 2005-12-01 | Coordinated**
MQ562 | n | y | EKPC |  | Trimble | KY | 21223 | Not Known | 15 | 2003-09-01 | Coordinated**
MQ563 | n | n | Xcel | W | Turner | SD | 46125 | Not Known | 150 | 2010-10-01 | n
MQ564 | n | n | XCEL | W | Turner | SD | 46125 | Wind | 250 | 2009-10-01 | n
MQ565 | n | y | MECS | E | Tuscola | MI | 26157 | Wind | 40 | 2007-10-30 | Coordinated**
MQ566 | y | n | WAUW |  | Valley | MT | 30105 | Not Known | 50 |  | Coordinated**
MQ567 | n | n | WAUW |  | Valley | MT | 30105 | Wind | 250 |  | Coordinated**
MQ568 | n | y | CIN | C | Vermillion | IN | 18165 | Not Known | 160 | 2003-06-01 | n
MQ569 | n | n | NSP | W | Vernon | WI | 55123 | Wind | 50 | 2008-06-15 | n
MQ570 | n | y | CIN | C | Vigo | IN | 18167 | CC | 300 | 2005-06-01 | n
MQ571 | y | n | CIN | C | Vigo | IN | 18167 | CC | 500 | 2002-06-01 | n
MQ572 | n | n |  |  | Vigo | IN | 18167 | CT | 561 |  | n
MQ573 | y | y | CIN | C | Vigo | IN | 18167 | Not Known | 640 | 2003-06-01 | n
MQ574 | n | n | CIN | C | Vigo | IN | 18167 | Other | 4.125 | 2006-03-01 | Coordinated**
MQ575 | y | y | MDU | W | Walworth | SD | 46129 | Wind | 50.4 | 2007-05-31 | n
MQ576 | y | y | ATC | W | Walworth | WI | 55127 | Wind | 100 | 2008-12-01 | n
MQ577 | y | n | WAUE |  | Ward | ND | 38101 | Not Known | 3 |  | Coordinated**
MQ578 | n | n | WAUE |  | Ward | ND | 38101 | Wind | 100 | 2009-10-01 | Coordinated**
MQ579 | n | n |  |  | Ward | ND | 38101 | Wind | 244 | 2011-08-01 | n
MQ580 | n | n | AMIL | C | Warren | IL | 17187 | Wind | 200 | 2006-10-01 | n
MQ581 | y | n | NSP | W | Waseca | MN | 27161 | CC | 46 | 2001-10-16 | n
MQ582 | n | n | DPC | W | Washburn | WI | 55129 | Other | 4 | 2006-09-01 | Coordinated**
MQ583 | n | n | ALTW | W | Washington | IA | 19183 | Other | 8 | 2005-05-01 | Coordinated**
MQ584 | y | n | IP | C | Washington | IL | 17189 | Coal | 1500 | 2008-10-01 | Coordinated**
MQ585 | n | n | AMIL | C | Washington | IL | 17189 | Coal | 150 | 2008-10-01 | n
MQ586 | n | y | NSP | W | Washington | MN | 27163 | CC | 300 | 2008-05-01 | n
MQ587 | y | n | NSP | W | Washington | MN | 27163 | CC | 20 | 2007-06-01 | n
MQ588 | n | n | AEP | C | Washington | OH | 39167 | Coal | 30 | 2007-01-01 | Coordinated**
MQ589 | n | y | FE | E | Washington | OH | 39167 | Not Known | 340 | 2003-06-01 | n
MQ590 | n | y | MECS | E | Washtenaw | MI | 26161 | Not Known | 840 | 2004-06-01 | n
MQ591 | n | n |  |  | Watonwan | MN | 27165 | Wind | 50 | 2008-11-30 | n
MQ592 | y | n | ALTW | W | Watonwan | MN | 27165 | Wind | 20 | 2007-11-01 | n
MQ593 | n | y | ATC | W | Waukesha | WI | 55133 | Not Known | 350 | 2005-06-01 | n
MQ594 | y | n | ATC | W | Waukesha | WI | 55133 | Not Known | 375 | 2003-06-01 | n
MQ595 | y | n | MECS | E | Wayne | MI | 26163 | CC | 710 | 2001-05-01 | n
MQ596 | y | y | MECS | E | Wayne | MI | 26163 | Coal | 40 | 2003-12-01 | n
MQ597 | y | n | MECS | E | Wayne | MI | 26163 | CT | 600 | 2000-05-01 | n
MQ598 | y | y | MECS | E | Wayne | MI | 26163 | CT | 644 | 2003-05-01 | n
MQ599 | n | n | AEP | C | Wells | IN | 18179 | CT | 27 | 2006-10-01 | Coordinated**
MQ600 | n | n | METC | E | Wexford | MI | 26165 | Wind | 120 | 2010-12-31 | n
MQ601 | n | n | NIPSCO | E | White | IN | 18181 | CT | 4 | 2005-01-01 | Coordinated**
MQ602 | n | n | AEP | C | White | IN | 18181 | Wind | 450 | 2007-10-01 | Coordinated**
MQ603 | n | n | NIPSCO | E | White | IN | 18181 | Wind | 331 | 2009-10-01 | n
MQ604 | n | n |  |  | Wilkin | MN | 27167 | Wind | 201 | 2010-06-30 | n
MQ605 | y | n | FE | E | Williams | OH | 39171 | Not Known | -15 | 2005-10-01 | n
MQ606 | n | y | AMRN | C | Williamson | IL | 17199 | Coal | 545 | 2008-08-01 | n
MQ607 | y | n | SIPC | C | Williamson | IL | 17199 | CT | 213 | 2003-06-01 | n
MQ608 | y | n | CE | E | Will | IL | 17197 | Coal | 600 | 2008-01-01 | Coordinated**
MQ609 | y | n | DPC | W | Winnebago | IA | 19189 | Other | 6.5 | 2006-03-01 | Coordinated**
MQ610 | y | n | DPC | W | Winnebago | IA | 19189 | Wind | 19.8 |  | Coordinated**
MQ611 | n | n | ALTW | W | Winnebago | IA | 19189 | Wind | 200 | 2010-12-31 | n
MQ612 | n | n | CE | E | Winnebago | IL | 17201 | Wind | 200 | 2007-10-01 | Coordinated**
MQ613 | y | n | ALTW | W | Winona | MN | 27169 | Other | 8 | 2005-01-03 | Coordinated**
MQ614 | n | n | MEC | E | Woodbury | IA | 19193 | Wind | 1000 | 2008-12-01 | Coordinated**
MQ615 | n | n | CE | E | Woodford | IL | 17203 | Wind | 300 | 2008-10-01 | Coordinated**
MQ616 | y | n | CE |  | Woodford | IL | 17203 | Wind | 158 | 2007-10-01 | Coordinated**
MQ617 | n | n | IP | C | Woodford | IL | 17203 | Wind | 80 | 2006-10-01 | n
MQ618 | y | n | FE | E | Wood | OH | 39173 | CT | 650 | 2002-06-01 | n
MQ619 | n | y | FE | E | Wood | OH | 39173 | Not Known | 50 | 2001-06-01 | n
MQ620 | y | y | ATC | W | Wood | WI | 55141 | CT | 55.2 | 2007-05-01 | Coordinated**
MQ621 | n | y | ATC | W | Wood | WI | 55141 | Not Known | 600 | 2004-06-04 | n
MQ622 | y | y | ATC | W | Wood | WI | 55141 | Not Known | 755 | 2006-06-01 | n
MQ623 | n | n | DPC | W | Worth | IA | 19195 | Coal | 600 | 2012-06-01 | Coordinated**
MQ624 | n | n | ALTW | W | Worth | IA | 19195 | Wind | 80 | 2007-12-31 | n
MQ625 | n | y | ALTW | W | Worth | IA | 19195 | Wind | 200 | 2005-12-01 | n
MQ626 | y | n | ALTW | W | Worth | IA | 19195 | Wind | 80 | 2006-12-31 | n
MQ627 | y | y | ALTW | W | Worth | IA | 19195 | Wind | 200 | 2007-12-31 | n
MQ628 | y | n | MEC | E | Wright | IA | 19197 | Wind | 200 | 2003-05-01 | Coordinated**
MQ629 | n | n | XCEL | W | Wright | MN | 27171 | Nuclear | 13 | 2009-06-01 | n
MQ630 | y | n | NSP | W | Wright | MN | 27171 | Nuclear | 10 | 2005-06-01 | n
MQ631 | n | n |  |  | Wright | MN | 27171 | Wind | 4000 | 2010-12-01 | n
MQ632 | n | n | WAUE |  | Yankton | SD | 46135 | Wind | 250 | 2009-10-01 | Coordinated**
MQ633 | n | n | OTP | W | Yellow Medicine | MN | 27173 | Wind | 458 | 2009-12-01 | n

## All Other Q ids
County FIPS | Study Region | County | State | Type | Aggregated Capacity
20007 | SPP | Barber | KS | Wind | 550
20029 | SPP | Cloud | KS | Wind | 400
20035 | SPP | Cowley | KS | Wind | 300
20047 | SPP | Edwards | KS | Wind | 154.5
20049 | SPP | Elk | KS | Wind | 150
20051 | SPP | Ellis | KS | CT | 75
20051 | SPP | Ellis | KS | Wind | 210
20053 | SPP | Ellsworth | KS | Wind | 250
20057 | SPP | Ford | KS | Wind | 1205.5
20061 | SPP | Geary | KS | Wind | 150
20069 | SPP | Gray | KS | Wind | 500
20075 | SPP | Hamilton | KS | Wind | 635
20111 | SPP | Lyon | KS | CT | 620
20131 | SPP | Nemaha | KS | Wind | 135
20135 | SPP | Ness | KS | Wind | 150
20141 | SPP | Osborne | KS | Wind | 150
20149 | SPP | Pottawatomie | KS | Coal | 800
20151 | SPP | Pratt | KS | Wind | 150
20153 | SPP | Rawlins | KS | Wind | 300
20175 | SPP | Seward | KS | Wind | 400
20181 | SPP | Sherman | KS | Coal | 30
20181 | SPP | Sherman | KS | Wind | 81
20189 | SPP | Stevens | KS | Wind | 404
20193 | SPP | Thomas | KS | Wind | 312
20203 | SPP | Wichita | KS | Wind | 199
22017 | SPP | Caddo Parish | LA | CT | 550
29005 | SPP | Atchison | MO | Wind | 300
29077 | SPP | Greene | MO | Coal | 275
29147 | SPP | Nodaway | MO | Wind | 550.5
29159 | SPP | Pettis | MO | CT | 315
29165 | SPP | Platte | MO | Coal | 900
35009 | SPP | Curry | NM | Wind | 150
35015 | SPP | Eddy | NM | Wind | 350
35025 | SPP | Lea | NM | CT | 1052
35025 | SPP | Lea | NM | Wind | 250
35041 | SPP | Roosevelt | NM | Wind | 150
40009 | SPP | Beckham | OK | Wind | 750
40011 | SPP | Blaine | OK | Wind | 702
40015 | SPP | Caddo | OK | CT | 318
40015 | SPP | Caddo | OK | Wind | 200
40023 | SPP | Choctaw | OK | Coal | 750
40025 | SPP | Cimarron | OK | Wind | 1500
40039 | SPP | Custer | OK | Wind | 150
40043 | SPP | Dewey | OK | Wind | 331.2
40045 | SPP | Ellis | OK | Wind | 200
40051 | SPP | Grady | OK | Wind | 300
40057 | SPP | Harmon | OK | Wind | 150
40059 | SPP | Harper | OK | Wind | 1699.8
40129 | SPP | Roger Mills | OK | Wind | 135
40139 | SPP | Texas | OK | Wind | 810
40143 | SPP | Tulsa | OK | CT | 172
40153 | SPP | Woodward | OK | Wind | 568
48065 | SPP | Carson | TX | Wind | 370
48069 | SPP | Castro | TX | Wind | 200
48117 | SPP | Deaf Smith | TX | Wind | 130.2
48179 | SPP | Gray | TX | Coal | 160
48179 | SPP | Gray | TX | Wind | 585.5
48189 | SPP | Hale | TX | CT | 170
48195 | SPP | Hansford | TX | Wind | 1138.9
48233 | SPP | Hutchinson | TX | Wind | 400
48303 | SPP | Lubbock | TX | Wind | 51
48341 | SPP | Moore | TX | Wind | 51
48345 | SPP | Motley | TX | Wind | 150
48381 | SPP | Randall | TX | Wind | 1280
48421 | SPP | Sherman | TX | Wind | 460
48445 | SPP | Terry | TX | Wind | 150
5057 | SPP | Hempstead | AR | Coal | 620
34005 | PJM | Burlington |  | Other | 0
42029 | PJM | Chester |  | Other | 2
17091 | PJM | Kankakee |  | Other | 2
17197 | PJM | Will |  | Other | 2
34033 | PJM | Salem |  | Other | 2
39107 | PJM | Mercer |  | Other | 2
42015 | PJM | Bradford |  | Other | 2
51081 | PJM | Greensville |  | Hydro | 3
24510 | PJM | Baltimore City |  | Other | 4
10001 | PJM | Kent |  | Other | 4
51179 | PJM | Stafford |  | Other | 5
39129 | PJM | Pickaway |  | Coal | 5
24031 | PJM | Montgomery |  | Other | 5
51179 | PJM | Stafford |  | Other | 5
10005 | PJM | Sussex |  | Other | 5
42125 | PJM | Washington |  | Other | 6
17097 | PJM | Lake |  | Other | 6
42111 | PJM | Somerset |  | Other | 6
39127 | PJM | Perry |  | Other | 6
51073 | PJM | Gloucester |  | Other | 6
42041 | PJM | Cumberland |  | Other | 6
39049 | PJM | Franklin |  | Other | 7
17043 | PJM | DuPage |  | Other | 7
51001 | PJM | Accomack |  | Other | 7
24001 | PJM | Allegany |  | Coal | 8
26021 | PJM | Berrien |  | Other | 8
34029 | PJM | Ocean |  | Other | 8
17089 | PJM | Kane |  | Other | 9
39129 | PJM | Pickaway |  | CT | 9
42069 | PJM | Lackawanna |  | Other | 9
42033 | PJM | Clearfield |  | Coal | 10
54025 | PJM | Greenbrier |  | Coal | 10
54039 | PJM | Kanawha |  | Coal | 10
18029 | PJM | Dearborn |  | Coal | 10
51099 | PJM | King George |  | Other | 10
51097 | PJM | King & Queen |  | Other | 11
42107 | PJM | Schuylkill |  | Other | 11
51025 | PJM | Brunswick |  | Other | 12
51840 | PJM | Winchester City |  | Other | 13
42097 | PJM | Northumberland |  | Other | 13
51087 | PJM | Henrico |  | Other | 14
39113 | PJM | Montgomery |  | CT | 15
34001 | PJM | Atlantic |  | Other | 16
42101 | PJM | Philadelphia |  | Other | 16
34001 | PJM | Atlantic |  | Other | 16
34011 | PJM | Cumberland |  | Other | 17
51670 | PJM | Hopewell City |  | CT | 18
42097 | PJM | Northumberland |  | Wind | 18
51059 | PJM | Fairfax |  | Other | 18
42133 | PJM | York |  | Other | 18
17099 | PJM | La Salle |  | Nuclear | 18
39087 | PJM | Lawrence |  | Other | 20
17123 | PJM | Marshall |  | Wind | 20
34029 | PJM | Ocean |  | CT | 20
21127 | PJM | Lawrence |  | Coal | 20
18147 | PJM | Spencer |  | Coal | 20
51153 | PJM | Prince William |  | Other | 20
51199 | PJM | York |  | Other | 20
51740 | PJM | Portsmouth City |  | Other | 20
34009 | PJM | Cape May |  | Other | 22
10003 | PJM | New Castle |  | Other | 25
42095 | PJM | NORTHAMPTON |  | Coal | 30
34027 | PJM | Morris |  | Other | 30
39167 | PJM | Washington |  | Coal | 30
24023 | PJM | Garrett |  | Wind | 30
42123 | PJM | Warren |  | Hydro | 32
51083 | PJM | Halifax |  | Coal | 35
54103 | PJM | Wetzel |  | Hydro | 36
51091 | PJM | Highland |  | Wind | 37
10003 | PJM | New Castle |  | CT | 38
39081 | PJM | Jefferson |  | Hydro | 39
42035 | PJM | Clinton |  | Wind | 40
51137 | PJM | Orange |  | CT | 40
42063 | PJM | Indiana |  | Coal | 40
42095 | PJM | Northampton |  | CT | 42
54029 | PJM | Hancock |  | Hydro | 45
51760 | PJM | Richmond City |  | CT | 45
18179 | PJM | Wells |  | CT | 46
42075 | PJM | LEBANON |  | CT | 47
47163 | PJM | Sullivan |  | Other | 50
42013 | PJM | Blair |  | Wind | 50
39107 | PJM | Mercer |  | Wind | 50
42107 | PJM | Schuylkill |  | Coal | 52
34007 | PJM | Camden |  | CT | 55
17089 | PJM | Kane |  | CT | 55
42123 | PJM | Warren |  | CT | 57
17175 | PJM | Stark |  | Wind | 60
42027 | PJM | Centre |  | Wind | 60
42069 | PJM | Lackawanna |  | Wind | 60
51550 | PJM | Chesapeake City |  | CT | 60
51061 | PJM | Fauquier |  | CT | 60
51041 | PJM | Chesterfield |  | Coal | 66
42017 | PJM | Bucks |  | Other | 69
42117 | PJM | Tioga |  | Wind | 70
42033 | PJM | Clearfield |  | Wind | 70
17031 | PJM | Cook |  | Other | 72
34003 | PJM | Bergen |  | CT | 73
47163 | PJM | Sullivan |  | Coal | 75
37117 | PJM | Martin |  | Other | 78
51181 | PJM | Surry |  | CT | 80
51087 | PJM | Henrico |  | CT | 80
34039 | PJM | Union |  | CT | 84
42079 | PJM | Luzerne |  | CT | 90
51117 | PJM | Mecklenburg |  | Hydro | 91
42049 | PJM | Erie |  | Other | 96
54019 | PJM | Fayette |  | Hydro | 100
17007 | PJM | Boone |  | Wind | 100
24510 | PJM | Baltimore City |  | CT | 101
54023 | PJM | Grant |  | Coal | 101
17085 | PJM | Jo Daviess |  | Wind | 110
42087 | PJM | Mifflin |  | Wind | 110
24001 | PJM | ALLEGANY |  | Wind | 118
24005 | PJM | Baltimore |  | CT | 120
54001 | PJM | Barbour |  | Wind | 125
18001 | PJM | Adams |  | Wind | 130
51185 | PJM | Tazewell |  | Wind | 130
42051 | PJM | Fayette |  | Wind | 140
42071 | PJM | Lancaster |  | Hydro | 140
42051 | PJM | Fayette |  | Wind | 140
42133 | PJM | York |  | Nuclear | 140
17063 | PJM | Grundy |  | Nuclear | 140
17161 | PJM | Rock Island |  | Nuclear | 140
42131 | PJM | Wyoming |  | Wind | 150
54083 | PJM | Randolph |  | Wind | 150
42127 | PJM | Wayne |  | Wind | 170
51181 | PJM | Surry |  | Nuclear | 180
42079 | PJM | Luzerne |  | Wind | 185
18075 | PJM | Jay |  | Wind | 195
39091 | PJM | Logan |  | Wind | 197
39125 | PJM | Paulding |  | Wind | 198
17201 | PJM | Winnebago |  | Wind | 200
17131 | PJM | Mercer |  | Wind | 200
17095 | PJM | Knox |  | Wind | 200
54057 | PJM | Mineral |  | Wind | 225
10001 | PJM | Kent |  | CT | 225
54077 | PJM | Preston |  | Wind | 240
24025 | PJM | Harford |  | CT | 250
17075 | PJM | Iroquois |  | Wind | 250
17203 | PJM | Woodford |  | Wind | 300
42111 | PJM | Somerset |  | Coal | 300
39029 | PJM | Columbiana |  | Coal | 350
18087 | PJM | LaGrange |  | Wind | 350
17091 | PJM | Kankakee |  | Wind | 350
34029 | PJM | Ocean |  | Wind | 350
34009 | PJM | Cape May |  | Wind | 350
42105 | PJM | Potter |  | Wind | 368
42021 | PJM | Cambria |  | Wind | 393
17141 | PJM | Ogle |  | Wind | 400
17073 | PJM | Henry |  | Wind | 405
42015 | PJM | Bradford |  | Wind | 410
42009 | PJM | Bedford |  | Wind | 428
51033 | PJM | Caroline |  | CT | 510
42111 | PJM | Somerset |  | Wind | 512
21119 | PJM | Knott |  | Coal | 535
42133 | PJM | York |  | CT | 550
42107 | PJM | Schuylkill |  | Wind | 568
39119 | PJM | Muskingum |  | CT | 580
39003 | PJM | Allen |  | Coal | 600
34039 | PJM | Union |  | Other | 600
17177 | PJM | Stephenson |  | Wind | 600
17103 | PJM | Lee |  | CT | 600
39021 | PJM | Champaign |  | Wind | 600
17177 | PJM | Stephenson |  | Wind | 600
39021 | PJM | Champaign |  | Wind | 600
24047 | PJM | Worcester |  | Wind | 600
51195 | PJM | Wise |  | Coal | 614
34015 | PJM | Gloucester |  | Coal | 650
10005 | PJM | Sussex |  | Coal | 653
51153 | PJM | Prince William |  | CT | 660
51029 | PJM | Buckingham |  | CT | 675
34001 | PJM | Atlantic |  | Wind | 700
17021 | PJM | Christian |  | Coal | 726
21101 | PJM | Henderson |  | Coal | 745
17097 | PJM | Lake |  | CT | 780
17113 | PJM | McLean |  | Wind | 796
42093 | PJM | Montour |  | Nuclear | 800
42079 | PJM | Luzerne |  | Nuclear | 800
42109 | PJM | Snyder |  | Coal | 837
54061 | PJM | Monongalia |  | Coal | 850
18003 | PJM | Allen |  | Wind | 850
18181 | PJM | White |  | Wind | 852
17099 | PJM | La salle |  | Wind | 870
10005 | PJM | Sussex |  | Wind | 900
42045 | PJM | Delaware |  | CT | 910
17103 | PJM | Lee |  | Wind | 916
42079 | PJM | Luzerne |  | Coal | 940
18007 | PJM | Benton |  | Wind | 950
34011 | PJM | Cumberland |  | CT | 955
34017 | PJM | Hudson |  | CT | 1119
34013 | PJM | Essex |  | CT | 1148
17011 | PJM | Bureau |  | Wind | 1151
54053 | PJM | Mason |  | Coal | 1200
51187 | PJM | Warren |  | CT | 1200
42011 | PJM | Berks |  | CT | 1200
51187 | PJM | Warren |  | CT | 1200
26159 | PJM | Van Buren |  | CT | 1200
39001 | PJM | Adams |  | Coal | 1320
42017 | PJM | Bucks |  | CT | 1320
39001 | PJM | Adams |  | Coal | 1320
38021 | PJM | Dickey |  | Wind | 1500
24009 | PJM | Calvert |  | Nuclear | 1640
51109 | PJM | Louisa |  | Nuclear | 1764
34023 | PJM | Middlesex |  | CT | 2035
34015 | PJM | Gloucester |  | CT | 2224
39105 | PJM | Meigs |  | Coal | 2235
17105 | PJM | Livingston |  | Wind | 2950
19189 | PJM | Winnebago |  | Wind | 3000
24017 | PJM | Charles |  | CT | 3020
46059 | PJM | Hand |  | Wind | 3500
46089 | PJM | McPherson |  | Wind | 5500
36001 | NYISO | Albany | NY | Other | 1.9
42015 | NYISO | Bradford | PA | Wind | 250
36005 | NYISO | Bronx | NY | CC | 500
36005 | NYISO | Bronx | NY | CT | 79.9
36009 | NYISO | Cattaraugus | NY | Other | 7
36009 | NYISO | Cattaraugus | NY | Wind | 278
36013 | NYISO | Chautauqua | NY | Other | 6.4
36013 | NYISO | Chautauqua | NY | Wind | 428.5
36015 | NYISO | Chemung | NY | CT | 290
36015 | NYISO | Chemung | NY | Other | 6.4
36017 | NYISO | Chenango | NY | Coal | 650
36019 | NYISO | Clinton | NY | Other | 6.4
36019 | NYISO | Clinton | NY | Wind | 647
36025 | NYISO | Delaware | NY | Other | 1
36025 | NYISO | Delaware | NY | Wind | 129
36029 | NYISO | Erie | NY | Wind | 60
36033 | NYISO | Franklin | NY | Wind | 449.2
36037 | NYISO | Genesee | NY | Wind | 632.7
36043 | NYISO | Herkimer | NY | Wind | 370
34017 | NYISO | Hudson | NJ | Other | 512.5
36045 | NYISO | Jefferson | NY | Other | 4.8
36045 | NYISO | Jefferson | NY | Wind | 984.8
36047 | NYISO | Kings | NY | CC | 1100
36047 | NYISO | Kings | NY | CT | 79.9
36049 | NYISO | Lewis | NY | Wind | 400.9
36051 | NYISO | Livingston | NY | Other | 4.8
36053 | NYISO | Madison | NY | Other | 2
36053 | NYISO | Madison | NY | Wind | 77.5
36055 | NYISO | Monroe | NY | CC | 300
36055 | NYISO | Monroe | NY | Hydro | 4.8
36055 | NYISO | Monroe | NY | Other | 6.4
36057 | NYISO | Montgomery | NY | Other | 3.2
36061 | NYISO | New York | NY | CC | 1550
36061 | NYISO | New York | NY | CT | 472.5
36061 | NYISO | New York | NY | Wind | 601
36063 | NYISO | Niagara | NY | CC | 752
36063 | NYISO | Niagara | NY | CT | 79.9
36063 | NYISO | Niagara | NY | Other | 6.4
36063 | NYISO | Niagara | NY | Wind | 70.5
36065 | NYISO | Oneida | NY | CT | 2.2
36069 | NYISO | Ontario | NY | Other | 6.4
36069 | NYISO | Ontario | NY | Wind | 125
36071 | NYISO | Orange | NY | CC | 630
36073 | NYISO | Orleans | NY | Wind | 120
36075 | NYISO | Oswego | NY | Nuclear | 168
36077 | NYISO | Otsego | NY | Wind | 70
36081 | NYISO | Queens | NY | CC | 2389
36081 | NYISO | Queens | NY | CT | 45
36083 | NYISO | Rensselaer | NY | CC | 660
36083 | NYISO | Rensselaer | NY | Other | 20
36085 | NYISO | Richmond | NY | CT | 159.8
36085 | NYISO | Richmond | NY | Other | 100
36093 | NYISO | Schenectady | NY | CC | 540
36093 | NYISO | Schenectady | NY | Wind | 9.3
36095 | NYISO | Schoharie | NY | Hydro | 120
36095 | NYISO | Schoharie | NY | Wind | 70
36099 | NYISO | Seneca | NY | CT | 24
36099 | NYISO | Seneca | NY | Other | 17.6
36101 | NYISO | Steuben | NY | Wind | 511
36103 | NYISO | Suffolk | NY | CC | 560
36103 | NYISO | Suffolk | NY | CT | 96
36103 | NYISO | Suffolk | NY | Wind | 439
36107 | NYISO | Tioga | NY | Wind | 150
42117 | NYISO | Tioga | PA | Wind | 90
36113 | NYISO | Warren | NY | Hydro | 39.5
36117 | NYISO | Wayne | NY | Nuclear | 95
36119 | NYISO | Westchester | NY | Nuclear | 74
36121 | NYISO | Wyoming | NY | Wind | 621
36123 | NYISO | Yates | NY | Wind | 235
25005 | NEISO | Bristol | MA | CC | 244
09001 | NEISO | Fairfield | CT | CC | 496
25013 | NEISO | Hampden | MA | CC | 633
09007 | NEISO | Middlesex | CT | CC | 619.8
25017 | NEISO | Middlesex | MA | CC | 74
09009 | NEISO | New Haven | CT | CC | 1022
09011 | NEISO | New London | CT | CC | 630
44005 | NEISO | Newport | RI | CC | 285
25021 | NEISO | Norfolk | MA | CC | 578
25023 | NEISO | Plymouth | MA | CC | 350
44007 | NEISO | Providence | RI | CC | 198.1
33015 | NEISO | Rockingham | NH | CC | 904
09015 | NEISO | Windham | CT | CC | 411
25005 | NEISO | Bristol | MA | Coal | 642
25005 | NEISO | Bristol | MA | CT | 24
25009 | NEISO | Essex | MA | CT | 97.2
09001 | NEISO | Fairfield | CT | CT | 1499.2
50011 | NEISO | Franklin | VT | CT | 42.4
25013 | NEISO | Hampden | MA | CT | 156
25015 | NEISO | Hampshire | MA | CT | 10.4
09003 | NEISO | Hartford | CT | CT | 250
09005 | NEISO | Litchfield | CT | CT | 71.8
09007 | NEISO | Middlesex | CT | CT | 412.2
25017 | NEISO | Middlesex | MA | CT | 570
09009 | NEISO | New Haven | CT | CT | 467.5
09011 | NEISO | New London | CT | CT | 209
25021 | NEISO | Norfolk | MA | CT | 208
44007 | NEISO | Providence | RI | CT | 158
25025 | NEISO | Suffolk | MA | CT | 18
25027 | NEISO | Worcester | MA | CT | 507
25003 | NEISO | Berkshire | MA | Hydro | 666
25011 | NEISO | Franklin | MA | Hydro | 2360
33009 | NEISO | Grafton | NH | Hydro | 169
09009 | NEISO | New Haven | CT | Hydro | 48
23017 | NEISO | Oxford | ME | Hydro | 0
50025 | NEISO | Windham | VT | Hydro | 32
09011 | NEISO | New London | CT | Nuclear | 1225
25003 | NEISO | Berkshire | MA | Other | 61.5
33007 | NEISO | Coos | NH | Other | 144.7
09001 | NEISO | Fairfield | CT | Other | 92.2
33009 | NEISO | Grafton | NH | Other | 16.5
25013 | NEISO | Hampden | MA | Other | 55
33011 | NEISO | Hillsborough | NH | Other | 45
09005 | NEISO | Litchfield | CT | Other | 34
09009 | NEISO | New Haven | CT | Other | 16
50023 | NEISO | Washington | VT | Other | 4.6
09015 | NEISO | Windham | CT | Other | 37.5
25027 | NEISO | Worcester | MA | Other | 1.6
25001 | NEISO | Barnstable | MA | Wind | 462
50003 | NEISO | Bennington | VT | Wind | 54
25003 | NEISO | Berkshire | MA | Wind | 45
50005 | NEISO | Caledonia | VT | Wind | 40
33007 | NEISO | Coos | NH | Wind | 279.5
50009 | NEISO | Essex | VT | Wind | 6
23007 | NEISO | Franklin | ME | Wind | 220.5
23017 | NEISO | Oxford | ME | Wind | 194
23019 | NEISO | Penobscot | ME | Wind | 204
50021 | NEISO | Rutland | VT | Wind | 75
23025 | NEISO | Somerset | ME | Wind | 500
33019 | NEISO | Sullivan | NH | Wind | 24
09015 | NEISO | Windham | CT | Wind | 51
25027 | NEISO | Worcester | MA | Wind | 12

## DR Units - Not Sited Yet
RRF | AREA | UNIT ID | PB_Name | Ref | 20% | Env | Reg | PMAX | Identifying Name | Cty FIPS (Queue) | Index # (PB) | plant ID (EV) | notes | State | Short_Name | TYPE | Region | Buss | Long | Lat
RRF | MISOC | DR:1 | RRF MISOC DR:1 | 2009 | 2009 | 2009 | 2009 | 8 | [7 empty] | DR | MISOC
RRF | MISOC | DR:10 | RRF MISOC DR:10 | 2018 | 2018 | 2018 | 2018 | 8 | [7 empty] | DR | MISOC
RRF | MISOC | DR:11 | RRF MISOC DR:11 | 2019 | 2019 | 2019 | 2019 | 8 | [7 empty] | DR | MISOC
RRF | MISOC | DR:12 | RRF MISOC DR:12 | 2020 | 2020 | 2020 | 2020 | 8 | [7 empty] | DR | MISOC
RRF | MISOC | DR:13 | RRF MISOC DR:13 | 2021 | 2021 | 2021 | 2021 | 8 | [7 empty] | DR | MISOC
RRF | MISOC | DR:14 | RRF MISOC DR:14 | 2022 | 2022 | 2022 | 2022 | 8 | [7 empty] | DR | MISOC
RRF | MISOC | DR:15 | RRF MISOC DR:15 | 2023 | 2023 | 2023 | 2023 | 8 | [7 empty] | DR | MISOC
RRF | MISOC | DR:16 | RRF MISOC DR:16 | 2024 | 2024 | 2024 | 2024 | 8 | [7 empty] | DR | MISOC
RRF | MISOC | DR:2 | RRF MISOC DR:2 | 2010 | 2010 | 2010 | 2010 | 8 | [7 empty] | DR | MISOC
RRF | MISOC | DR:3 | RRF MISOC DR:3 | 2011 | 2011 | 2011 | 2011 | 8 | [7 empty] | DR | MISOC
RRF | MISOC | DR:4 | RRF MISOC DR:4 | 2012 | 2012 | 2012 | 2012 | 8 | [7 empty] | DR | MISOC
RRF | MISOC | DR:5 | RRF MISOC DR:5 | 2013 | 2013 | 2013 | 2013 | 8 | [7 empty] | DR | MISOC
RRF | MISOC | DR:6 | RRF MISOC DR:6 | 2014 | 2014 | 2014 | 2014 | 8 | [7 empty] | DR | MISOC
RRF | MISOC | DR:7 | RRF MISOC DR:7 | 2015 | 2015 | 2015 | 2015 | 8 | [7 empty] | DR | MISOC
RRF | MISOC | DR:8 | RRF MISOC DR:8 | 2016 | 2016 | 2016 | 2016 | 8 | [7 empty] | DR | MISOC
RRF | MISOC | DR:9 | RRF MISOC DR:9 | 2017 | 2017 | 2017 | 2017 | 8 | [7 empty] | DR | MISOC
RRF | MISOE | DR:1 | RRF MISOE DR:1 | 2009 | 2009 | 2009 | 2009 | 8
RRF | MISOE | DR:10 | RRF MISOE DR:10 | 2018 | 2018 | 2018 | 2018 | 8
RRF | MISOE | DR:11 | RRF MISOE DR:11 | 2019 | 2019 | 2019 | 2019 | 8
RRF | MISOE | DR:12 | RRF MISOE DR:12 | 2020 | 2020 | 2020 | 2020 | 8
RRF | MISOE | DR:13 | RRF MISOE DR:13 | 2021 | 2021 | 2021 | 2021 | 8
RRF | MISOE | DR:14 | RRF MISOE DR:14 | 2022 | 2022 | 2022 | 2022 | 8
RRF | MISOE | DR:15 | RRF MISOE DR:15 | 2023 | 2023 | 2023 | 2023 | 8
RRF | MISOE | DR:16 | RRF MISOE DR:16 | 2024 | 2024 | 2024 | 2024 | 8
RRF | MISOE | DR:2 | RRF MISOE DR:2 | 2010 | 2010 | 2010 | 2010 | 8
RRF | MISOE | DR:3 | RRF MISOE DR:3 | 2011 | 2011 | 2011 | 2011 | 8
RRF | MISOE | DR:4 | RRF MISOE DR:4 | 2012 | 2012 | 2012 | 2012 | 8
RRF | MISOE | DR:5 | RRF MISOE DR:5 | 2013 | 2013 | 2013 | 2013 | 8
RRF | MISOE | DR:6 | RRF MISOE DR:6 | 2014 | 2014 | 2014 | 2014 | 8
RRF | MISOE | DR:7 | RRF MISOE DR:7 | 2015 | 2015 | 2015 | 2015 | 8
RRF | MISOE | DR:8 | RRF MISOE DR:8 | 2016 | 2016 | 2016 | 2016 | 8
RRF | MISOE | DR:9 | RRF MISOE DR:9 | 2017 | 2017 | 2017 | 2017 | 8
RRF | MISOW | DR:1 | RRF MISOW DR:1 | 2009 | 2009 | 2009 | 2009 | 58
RRF | MISOW | DR:10 | RRF MISOW DR:10 | 2018 | 2018 | 2018 | 2018 | 58
RRF | MISOW | DR:11 | RRF MISOW DR:11 | 2019 | 2019 | 2019 | 2019 | 58
RRF | MISOW | DR:12 | RRF MISOW DR:12 | 2020 | 2020 | 2020 | 2020 | 58
RRF | MISOW | DR:13 | RRF MISOW DR:13 | 2021 | 2021 | 2021 | 2021 | 58
RRF | MISOW | DR:14 | RRF MISOW DR:14 | 2022 | 2022 | 2022 | 2022 | 58
RRF | MISOW | DR:15 | RRF MISOW DR:15 | 2023 | 2023 | 2023 | 2023 | 58
RRF | MISOW | DR:16 | RRF MISOW DR:16 | 2024 | 2024 | 2024 | 2024 | 58
RRF | MISOW | DR:2 | RRF MISOW DR:2 | 2010 | 2010 | 2010 | 2010 | 58
RRF | MISOW | DR:3 | RRF MISOW DR:3 | 2011 | 2011 | 2011 | 2011 | 58
RRF | MISOW | DR:4 | RRF MISOW DR:4 | 2012 | 2012 | 2012 | 2012 | 58
RRF | MISOW | DR:5 | RRF MISOW DR:5 | 2013 | 2013 | 2013 | 2013 | 58
RRF | MISOW | DR:6 | RRF MISOW DR:6 | 2014 | 2014 | 2014 | 2014 | 58
RRF | MISOW | DR:7 | RRF MISOW DR:7 | 2015 | 2015 | 2015 | 2015 | 58
RRF | MISOW | DR:8 | RRF MISOW DR:8 | 2016 | 2016 | 2016 | 2016 | 58
RRF | MISOW | DR:9 | RRF MISOW DR:9 | 2017 | 2017 | 2017 | 2017 | 58
RRF | MRO | DR:1 | RRF MRO DR:1 | 2009 | 2009 | 2009 | 2009 | 2
RRF | MRO | DR:10 | RRF MRO DR:10 | 2018 | 2018 | 2018 | 2018 | 2
RRF | MRO | DR:11 | RRF MRO DR:11 | 2019 | 2019 | 2019 | 2019 | 2
RRF | MRO | DR:12 | RRF MRO DR:12 | 2020 | 2020 | 2020 | 2020 | 2
RRF | MRO | DR:13 | RRF MRO DR:13 | 2021 | 2021 | 2021 | 2021 | 2
RRF | MRO | DR:14 | RRF MRO DR:14 | 2022 | 2022 | 2022 | 2022 | 2
RRF | MRO | DR:15 | RRF MRO DR:15 | 2023 | 2023 | 2023 | 2023 | 2
RRF | MRO | DR:16 | RRF MRO DR:16 | 2024 | 2024 | 2024 | 2024 | 2
RRF | MRO | DR:2 | RRF MRO DR:2 | 2010 | 2010 | 2010 | 2010 | 2
RRF | MRO | DR:3 | RRF MRO DR:3 | 2011 | 2011 | 2011 | 2011 | 2
RRF | MRO | DR:4 | RRF MRO DR:4 | 2012 | 2012 | 2012 | 2012 | 2
RRF | MRO | DR:5 | RRF MRO DR:5 | 2013 | 2013 | 2013 | 2013 | 2
RRF | MRO | DR:6 | RRF MRO DR:6 | 2014 | 2014 | 2014 | 2014 | 2
RRF | MRO | DR:7 | RRF MRO DR:7 | 2015 | 2015 | 2015 | 2015 | 2
RRF | MRO | DR:8 | RRF MRO DR:8 | 2016 | 2016 | 2016 | 2016 | 2
RRF | MRO | DR:9 | RRF MRO DR:9 | 2017 | 2017 | 2017 | 2017 | 2
RRF | SERC | DR:1 | RRF SERC DR:1 | 2009 | 2009 | 2009 | 2009 | 52 | [7 empty] | DR | SERC
RRF | SERC | DR:10 | RRF SERC DR:10 | 2018 | 2018 | 2018 | 2018 | 52 | [7 empty] | DR | SERC
RRF | SERC | DR:11 | RRF SERC DR:11 | 2019 | 2019 | 2019 | 2019 | 52 | [7 empty] | DR | SERC
RRF | SERC | DR:12 | RRF SERC DR:12 | 2020 | 2020 | 2020 | 2020 | 52 | [7 empty] | DR | SERC
RRF | SERC | DR:13 | RRF SERC DR:13 | 2021 | 2021 | 2021 | 2021 | 52 | [7 empty] | DR | SERC
RRF | SERC | DR:14 | RRF SERC DR:14 | 2022 | 2022 | 2022 | 2022 | 52 | [7 empty] | DR | SERC
RRF | SERC | DR:15 | RRF SERC DR:15 | 2023 | 2023 | 2023 | 2023 | 52 | [7 empty] | DR | SERC
RRF | SERC | DR:16 | RRF SERC DR:16 | 2024 | 2024 | 2024 | 2024 | 52 | [7 empty] | DR | SERC
RRF | SERC | DR:2 | RRF SERC DR:2 | 2010 | 2010 | 2010 | 2010 | 52 | [7 empty] | DR | SERC
RRF | SERC | DR:3 | RRF SERC DR:3 | 2011 | 2011 | 2011 | 2011 | 52 | [7 empty] | DR | SERC
RRF | SERC | DR:4 | RRF SERC DR:4 | 2012 | 2012 | 2012 | 2012 | 52 | [7 empty] | DR | SERC
RRF | SERC | DR:5 | RRF SERC DR:5 | 2013 | 2013 | 2013 | 2013 | 52 | [7 empty] | DR | SERC
RRF | SERC | DR:6 | RRF SERC DR:6 | 2014 | 2014 | 2014 | 2014 | 52 | [7 empty] | DR | SERC
RRF | SERC | DR:7 | RRF SERC DR:7 | 2015 | 2015 | 2015 | 2015 | 52 | [7 empty] | DR | SERC
RRF | SERC | DR:8 | RRF SERC DR:8 | 2016 | 2016 | 2016 | 2016 | 52 | [7 empty] | DR | SERC
RRF | SERC | DR:9 | RRF SERC DR:9 | 2017 | 2017 | 2017 | 2017 | 52 | [7 empty] | DR | SERC
RRF | SPP | DR:1 | RRF SPP DR:1 | 2009 | 2009 | 2009 | 2009 | 11
RRF | SPP | DR:10 | RRF SPP DR:10 | 2018 | 2018 | 2018 | 2018 | 11
RRF | SPP | DR:11 | RRF SPP DR:11 | 2019 | 2019 | 2019 | 2019 | 11
RRF | SPP | DR:12 | RRF SPP DR:12 | 2020 | 2020 | 2020 | 2020 | 11
RRF | SPP | DR:13 | RRF SPP DR:13 | 2021 | 2021 | 2021 | 2021 | 11
RRF | SPP | DR:14 | RRF SPP DR:14 | 2022 | 2022 | 2022 | 2022 | 11
RRF | SPP | DR:15 | RRF SPP DR:15 | 2023 | 2023 | 2023 | 2023 | 11
RRF | SPP | DR:16 | RRF SPP DR:16 | 2024 | 2024 | 2024 | 2024 | 11
RRF | SPP | DR:2 | RRF SPP DR:2 | 2010 | 2010 | 2010 | 2010 | 11
RRF | SPP | DR:3 | RRF SPP DR:3 | 2011 | 2011 | 2011 | 2011 | 11
RRF | SPP | DR:4 | RRF SPP DR:4 | 2012 | 2012 | 2012 | 2012 | 11
RRF | SPP | DR:5 | RRF SPP DR:5 | 2013 | 2013 | 2013 | 2013 | 11
RRF | SPP | DR:6 | RRF SPP DR:6 | 2014 | 2014 | 2014 | 2014 | 11
RRF | SPP | DR:7 | RRF SPP DR:7 | 2015 | 2015 | 2015 | 2015 | 11
RRF | SPP | DR:8 | RRF SPP DR:8 | 2016 | 2016 | 2016 | 2016 | 11
RRF | SPP | DR:9 | RRF SPP DR:9 | 2017 | 2017 | 2017 | 2017 | 11
RRF | TVA | DR:1 | RRF TVA DR:1 | 2009 | 2009 | 2009 | 2009 | 65
RRF | TVA | DR:10 | RRF TVA DR:10 | 2018 | 2018 | 2018 | 2018 | 65
RRF | TVA | DR:11 | RRF TVA DR:11 | 2019 | 2019 | 2019 | 2019 | 65
RRF | TVA | DR:12 | RRF TVA DR:12 | 2020 | 2020 | 2020 | 2020 | 65
RRF | TVA | DR:13 | RRF TVA DR:13 | 2021 | 2021 | 2021 | 2021 | 65
RRF | TVA | DR:14 | RRF TVA DR:14 | 2022 | 2022 | 2022 | 2022 | 65
RRF | TVA | DR:15 | RRF TVA DR:15 | 2023 | 2023 | 2023 | 2023 | 65
RRF | TVA | DR:16 | RRF TVA DR:16 | 2024 | 2024 | 2024 | 2024 | 65
RRF | TVA | DR:2 | RRF TVA DR:2 | 2010 | 2010 | 2010 | 2010 | 65
RRF | TVA | DR:3 | RRF TVA DR:3 | 2011 | 2011 | 2011 | 2011 | 65
RRF | TVA | DR:4 | RRF TVA DR:4 | 2012 | 2012 | 2012 | 2012 | 65
RRF | TVA | DR:5 | RRF TVA DR:5 | 2013 | 2013 | 2013 | 2013 | 65
RRF | TVA | DR:6 | RRF TVA DR:6 | 2014 | 2014 | 2014 | 2014 | 65
RRF | TVA | DR:7 | RRF TVA DR:7 | 2015 | 2015 | 2015 | 2015 | 65
RRF | TVA | DR:8 | RRF TVA DR:8 | 2016 | 2016 | 2016 | 2016 | 65
RRF | TVA | DR:9 | RRF TVA DR:9 | 2017 | 2017 | 2017 | 2017 | 65